{"text_format":"1","workbook":"xlsx","n_sheets":3,"sheets":["Read Me","Input","Section Data"],"not_rendered":{"charts":0,"images":10,"macros":1,"external_links":0,"defined_names":0,"comments":1,"pivot_tables":0},"unopened":[],"bounds":{"document_bytes":16777216,"sheet_cells":100000,"rows_first":2000,"rows_last":500,"rows_between":2000,"halvings":0,"cell_chars":16384,"cell_head_chars":4096},"cells_cut":0,"cells_raw":0,"read":"whole","date_system":"1900"}

{"sheet":"Read Me","index":0,"n_rows":19,"n_cols":2,"rows_kept":19,"cut":false,"hidden":false,"merged":[[0,1,1,4]]}
[null,"www.auto-excel.com"]
[]
[]
[null,"User Notes:"]
[]
[null,"Disclaimer:  This spreadsheet is a beta version, and all parameters should be checked to ensure accurate transfer into Etabs by "]
[null,"the user. If any issues arise, please contact  admin@auto-excel.com to revise and upgrade the spreadsheet"]
[]
[null,"Licence: This spreadsheet is freely available for unlimited downloads from auto-excel.com. The free license is intended to "]
[null,"prevent the circulation of faulty versions and ensure that users are using the latest version."]
[]
[null,"Data Entry: Use only data entry cells indicated"]
[]
[null,"Fault Report and Suggestions: Our team is open to hearing from you. Feel free to contact us at admin@auto-excel.com if you "]
[null,"have suggestions to enhance this spreadsheet or if you have ideas for other spreadsheets that would be beneficial for your work."]
[]
[null,"Enableing Macros: Copy the file to driver other than C drive (windows installed drive). If the Macros are disabled, follow the below "]
[null,"File>Option> Trust Center> Trust Center Setting…> Macro Settings> Tick \"Trust access to the VBA project object model\" and select Disable VBA macros with notification > restart the spreadsheet"]
[null,"> click \"Enable editing\" and \"Enable Content\""]

{"sheet":"Input","index":1,"n_rows":104,"n_cols":215,"rows_kept":104,"cut":false,"hidden":false,"merged":[[23,3,23,4],[0,1,1,4],[5,1,5,2],[6,1,6,2],[7,1,7,2],[9,1,10,2],[8,1,8,2],[13,1,13,2],[14,1,14,2],[15,1,15,2],[16,1,16,2],[17,1,17,2],[18,1,18,2],[19,1,19,2],[20,1,20,2]]}
[null,"www.auto-excel.com",null,null,null,null,"Contact:","admin@auto-excel.com "]
[]
[null,null,"Units: ","kN_m"]
[]
[null,"General Geometry:",null,null,null,null,"Member sections: "]
[null,"Portal total span:",null,20,{"$f":"IF($D$3=\"kN_m\",\"m\",\"ft\")","v":"m"},null,"section types:","Euro"]
[null,"Portal knee height:",null,5,{"$f":"IF($D$3=\"kN_m\",\"m\",\"ft\")","v":"m"},null,"rafter sections:","IPE300"]
[null,"Apex height from ground:",null,8,{"$f":"IF($D$3=\"kN_m\",\"m\",\"ft\")","v":"m"},null,"column sections:","IPE400"]
[null,null,null,null,null,null,"wall brace section:","TUBO60X60X3.6"]
[null,"Roof strut maximum horizontal spacing:",null,null,null,null,"roof brace section:","TUBO60X60X3.6"]
[null,null,null,4,{"$f":"IF($D$3=\"kN_m\",\"m\",\"ft\")","v":"m"},null,"roof strut section:","TUBO60X60X3.6"]
[]
[null,"Loads:"]
[null,"roof dead load:",null,0.3,{"$f":"IF($D$3=\"kN_m\",\"kPa\",\"Kip/ft2\")","v":"kPa"}]
[null,"roof live load: ",null,0.25,"kPa",null,null,null,null,null,null,null,null,null,null,null,null,null,null,null,null,null,null,null,null,null,null,null,null,null,null,null,null,null,null,null,null,null,null,null,null,null,null,null,null,null,null,null,null,null,null,null,null,null,null,null,null,null,null,null,null,null,"strut No",{"$f":"ROUND(D6/D11/2,0)*2","v":6}]
[null,"roof snow load:",null,0.1,"kPa",null,null,null,null,null,null,null,null,null,null,null,null,null,null,null,null,null,null,null,null,null,null,null,null,null,null,null,null,null,null,null,null,null,null,null,null,null,null,null,null,null,null,null,null,null,null,null,null,null,null,null,null,null,null,null,null,null,"roof strut locations ",{"$f":"D6/BL15","v":3.3333333333333335}]
[null,"wind windward wall:",null,0.7,"kPa",null,null,null,null,null,null,null,null,null,null,null,null,null,null,null,null,null,null,null,null,null,null,null,null,null,null,null,null,null,null,null,null,null,null,null,null,null,null,null,null,null,null,null,null,null,null,null,null,null,null,null,null,null,null,null,null,null,null,{"$f":"IF(D6>=BL16*2,BL16*2,\"\")","v":6.666666666666667}]
[null,"wind windward roof:",null,0.5,"kPa",null,null,null,null,null,null,null,null,null,null,null,null,null,null,null,null,null,null,null,null,null,null,null,null,null,null,null,null,null,null,null,null,null,null,null,null,null,null,null,null,null,null,null,null,null,null,null,null,null,null,null,null,null,null,null,null,null,null,{"$f":"IF(D6>=BL16*3,BL16*3,\"\")","v":10}]
[null,"wind leeward roof:",null,-0.2,"kPa",null,null,null,null,null,null,null,null,null,null,null,null,null,null,null,null,null,null,null,null,null,null,null,null,null,null,null,null,null,null,null,null,null,null,null,null,null,null,null,null,null,null,null,null,null,null,null,null,null,null,null,null,null,null,null,null,null,null,{"$f":"IF(D6>=BL16*4,BL16*4,\"\")","v":13.333333333333334}]
[null,"wind leeward wall:",null,0.5,"kPa",null,null,null,null,null,null,null,null,null,null,null,null,null,null,null,null,null,null,null,null,null,null,null,null,null,null,null,null,null,null,null,null,null,null,null,null,null,null,null,null,null,null,null,null,null,null,null,null,null,null,null,null,null,null,null,null,null,null,{"$f":"IF(D6>=BL16*5,BL16*5,\"\")","v":16.666666666666668}]
[null,"wind drag on roof:",null,0.2,"kPa",null,null,null,null,null,null,null,null,null,null,null,null,null,null,null,null,null,null,null,null,null,null,null,null,null,null,null,null,null,null,null,null,null,null,null,null,null,null,null,null,null,null,null,null,null,null,null,null,null,null,null,null,null,null,null,null,null,null,{"$f":"IF(D6>=BL16*6,BL16*6,\"\")","v":20}]
[null,null,null,null,null,null,null,null,null,null,null,null,null,null,null,null,null,null,null,null,null,null,null,null,null,null,null,null,null,null,null,null,null,null,null,null,null,null,null,null,null,null,null,null,null,null,null,null,null,null,null,null,null,null,null,null,null,null,null,null,null,null,null,{"$f":"IF(D6>=BL16*7,BL16*7,\"\")","v":""},null,null,null,null,null,null,null,null,null,null,null,null,null,null,null,null,null,null,null,null,null,null,null,null,null,null,null,null,null,null,null,null,null,null,null,null,null,null,null,null,null,null,null,null,null,null,null,null,null,null,null,null,null,null,null,null,null,null,null,null,null,null,null,null,null,null,null,null,null,null,null,null,null,null,null,null,null,null,null,null,null,null,null,null,null,null,null,null,null,null,null,null,null,null,null,null,null,null,null,null,null,null,null,null,null,null,null,null,null,null,null,null,null,null,null,null,null,null,null,null,null,null,null,null,null,null,null,null,null,null,null,null,null,null,null,null,{"$f":"9*8+58","v":130}]
[null,"Portal properties: ",null,null,null,null,null,null,null,null,null,"column and rafter list",null,null,null,null,null,null,null,"load",null,null,null,null,null,null,null,null,"wall brace list",null,null,null,null,null,null,null,null,null,null,null,null,null,null,null,null,null,null,null,null,null,null,null,null,null,null,null,"roof strut",null,null,null,null,null,null,{"$f":"IF(D6>=BL16*8,BL16*8,\"\")","v":""}]
[null,"Gridlines name",{"$f":"IF($D$3=\"kN_m\",\"spacing (m)\",\"spacing(ft)\")","v":"spacing (m)"},{"$f":"IF($D$3=\"kN_m\",\"Distance from origin (m)\",\"Distance from origin (ft)\")","v":"Distance from origin (m)"},null,"wall braced bay? ","roof brace?",null,null,null,"number","x1","y1","z1","x2","y2","z2","section ",null,"dead","live","Snow","windy","wind-y","windx","wind-x",null,"number","x1","y1","z1","x2","y2","z2","number","x1","y1","z1","x2","y2","z2","number","x1","y1","z1","x2","y2","z2","number","x1","y1","z1","x2","y2","z2",null,"number","x1","y1","z1","x2","y2","z2",{"$f":"IF(D6>=BL16*9,BL16*9,\"\")","v":""},"number","x1","y1","z1","x2","y2","z2",null,"number","x1","y1","z1","x2","y2","z2",null,"number","x1","y1","z1","x2","y2","z2",null,"number","x1","y1","z1","x2","y2","z2",null,"number","x1","y1","z1","x2","y2","z2",null,"number","x1","y1","z1","x2","y2","z2",null,"number","x1","y1","z1","x2","y2","z2",null,"number","x1","y1","z1","x2","y2","z2",null,"number","x1","y1","z1","x2","y2","z2",null,"number","x1","y1","z1","x2","y2","z2",null,"number","x1","y1","z1","x2","y2","z2",null,"number","x1","y1","z1","x2","y2","z2",null,"number","x1","y1","z1","x2","y2","z2",null,"number","x1","y1","z1","x2","y2","z2",null,"number","x1","y1","z1","x2","y2","z2",null,"number","x1","y1","z1","x2","y2","z2",null,"number","x1","y1","z1","x2","y2","z2",null,"number","x1","y1","z1","x2","y2","z2",null,"number","x1","y1","z1","x2","y2","z2"]
[null,1,0,0,null,"-","-","Refer to \"Read Me\" tab to acrivate the Macro ",null,null,1,0,0,0,{"$f":"L25","v":0},0,{"$f":"D7","v":5},{"$f":"$H$8","v":"IPE400"},null,0,0,0,{"$f":"$D$17*C26/2","v":2.8},{"$f":"-$D$20*C26/2","v":-2},{"$f":"$D$21*C26/2","v":0.8},{"$f":"-Y25","v":-0.8},null,{"$f":"IF(AND(F26=\"Yes\",C26<>\"\"),COUNT($L$25:$L$9113)+1,\"\")","v":25},{"$f":"IF(AB25=\"\",\"\",D25)","v":0},{"$f":"IF(AB25=\"\",\"\",0)","v":0},{"$f":"IF(AB25=\"\",\"\",0)","v":0},{"$f":"IF(AB25=\"\",\"\",D26)","v":8},{"$f":"IF(AB25=\"\",\"\",0)","v":0},{"$f":"IF(AB25=\"\",\"\",$D$7)","v":5},{"$f":"IF(AB25=\"\",\"\",AB25+1)","v":26},{"$f":"AC25","v":0},{"$f":"AD25","v":0},{"$f":"AH25","v":5},{"$f":"AF25","v":8},{"$f":"AG25","v":0},{"$f":"AE25","v":0},{"$f":"IF(AB25=\"\",\"\",AI25+1)","v":27},{"$f":"AC25","v":0},{"$f":"IF(AB25=\"\",\"\",$D$6)","v":20},{"$f":"AE25","v":0},{"$f":"AF25","v":8},{"$f":"AR25","v":20},{"$f":"AH25","v":5},{"$f":"IF(AB25=\"\",\"\",AP25+1)","v":28},{"$f":"AJ25","v":0},{"$f":"AR25","v":20},{"$f":"AL25","v":5},{"$f":"AM25","v":8},{"$f":"AR25","v":20},{"$f":"AO25","v":0},null,{"$f":"IF(D26=\"\",\"\",MAX(AW25:AW44)+1)","v":37},{"$f":"IF(D26=\"\",\"\",D25)","v":0},{"$f":"IF(D26=\"\",\"\",0)","v":0},{"$f":"IF(D26=\"\",\"\",$D$7)","v":5},{"$f":"IF(D26=\"\",\"\",D26)","v":8},{"$f":"IF(D26=\"\",\"\",BG25)","v":0},{"$f":"IF(D26=\"\",\"\",BH25)","v":5},{"$f":"IF(D6>=BL16*10,BL16*10,\"\")","v":""},{"$f":"IF(BL16=\"\",\"\",MAX(BE25:BE44)+1)","v":42},{"$f":"IF(BM25=\"\",\"\",BF25)","v":0},{"$f":"IF(BM25=\"\",\"\",BL16)","v":3.3333333333333335},{"$f":"IF(BM25=\"\",\"\",BH25+BO25/(D6/2)*(D8-D7))","v":6},{"$f":"IF(BM25=\"\",\"\",BI25)","v":8},{"$f":"IF(BM25=\"\",\"\",BO25)","v":3.3333333333333335},{"$f":"IF(BM25=\"\",\"\",BP25)","v":6},null,{"$f":"IF(BL17=\"\",\"\",MAX(BM25:BM44)+1)","v":47},{"$f":"IF(BU25=\"\",\"\",BN25)","v":0},{"$f":"IF(BU25=\"\",\"\",$BL17)","v":6.666666666666667},{"$f":"IF(BM25=\"\",\"\",IF(BW25<=$D$6/2,BH25+BW25/($D$6/2)*($D$8-$D$7),$D$8-BW25/($D$6/2)*($D$8-$D$7)))","v":7},{"$f":"IF(BU25=\"\",\"\",BQ25)","v":8},{"$f":"IF(BU25=\"\",\"\",BW25)","v":6.666666666666667},{"$f":"IF(BU25=\"\",\"\",BX25)","v":7},null,{"$f":"IF(BL18=\"\",\"\",MAX(BU25:BU44)+1)","v":52},{"$f":"IF(CC25=\"\",\"\",BV25)","v":0},{"$f":"IF(CC25=\"\",\"\",$BL18)","v":10},{"$f":"IF(BU25=\"\",\"\",IF(CE25<=$D$6/2,$BH$25+CE25/($D$6/2)*($D$8-$D$7),(CE25-$D$6/2)/($D$6/2)*($D$8-$D$7)))","v":8},{"$f":"IF(CC25=\"\",\"\",BY25)","v":8},{"$f":"IF(CC25=\"\",\"\",CE25)","v":10},{"$f":"IF(CC25=\"\",\"\",CF25)","v":8},null,{"$f":"IF(BL19=\"\",\"\",MAX(CC25:CC44)+1)","v":57},{"$f":"IF(CK25=\"\",\"\",CD25)","v":0},{"$f":"IF(CK25=\"\",\"\",$BL19)","v":13.333333333333334},{"$f":"IF(CC25=\"\",\"\",IF(CM25<=$D$6/2,$BH$25+CM25/($D$6/2)*($D$8-$D$7),$D$8-(CM25-$D$6/2)/($D$6/2)*($D$8-$D$7)))","v":7},{"$f":"IF(CK25=\"\",\"\",CG25)","v":8},{"$f":"IF(CK25=\"\",\"\",CM25)","v":13.333333333333334},{"$f":"IF(CK25=\"\",\"\",CN25)","v":7},null,{"$f":"IF(BL20=\"\",\"\",MAX(CK25:CK44)+1)","v":62},{"$f":"IF(CS25=\"\",\"\",CL25)","v":0},{"$f":"IF(CS25=\"\",\"\",$BL20)","v":16.666666666666668},{"$f":"IF(CK25=\"\",\"\",IF(CU25<=$D$6/2,$BH$25+CU25/($D$6/2)*($D$8-$D$7),$D$8-(CU25-$D$6/2)/($D$6/2)*($D$8-$D$7)))","v":6},{"$f":"IF(CS25=\"\",\"\",CO25)","v":8},{"$f":"IF(CS25=\"\",\"\",CU25)","v":16.666666666666668},{"$f":"IF(CS25=\"\",\"\",CV25)","v":6},null,{"$f":"IF(BL21=\"\",\"\",MAX(CS25:CS44)+1)","v":67},{"$f":"IF(DA25=\"\",\"\",CT25)","v":0},{"$f":"IF(DA25=\"\",\"\",$BL21)","v":20},{"$f":"IF(CS25=\"\",\"\",IF(DC25<=$D$6/2,$BH$25+DC25/($D$6/2)*($D$8-$D$7),$D$8-(DC25-$D$6/2)/($D$6/2)*($D$8-$D$7)))","v":5},{"$f":"IF(DA25=\"\",\"\",CW25)","v":8},{"$f":"IF(DA25=\"\",\"\",DC25)","v":20},{"$f":"IF(DA25=\"\",\"\",DD25)","v":5},null,{"$f":"IF(BL22=\"\",\"\",MAX(DA25:DA44)+1)","v":""},{"$f":"IF(DI25=\"\",\"\",DB25)","v":""},{"$f":"IF(DI25=\"\",\"\",$BL22)","v":""},{"$f":"IF(DA25=\"\",\"\",IF(DK25<=$D$6/2,$BH$25+DK25/($D$6/2)*($D$8-$D$7),$D$8-(DK25-$D$6/2)/($D$6/2)*($D$8-$D$7)))","v":{"$error":"#VALUE!"}},{"$f":"IF(DI25=\"\",\"\",DE25)","v":""},{"$f":"IF(DI25=\"\",\"\",DK25)","v":""},{"$f":"IF(DI25=\"\",\"\",DL25)","v":""},null,{"$f":"IF(BL23=\"\",\"\",MAX(DI25:DI44)+1)","v":""},{"$f":"IF(DQ25=\"\",\"\",DJ25)","v":""},{"$f":"IF(DQ25=\"\",\"\",$BL23)","v":""},{"$f":"IF(DI25=\"\",\"\",IF(DS25<=$D$6/2,$BH$25+DS25/($D$6/2)*($D$8-$D$7),$D$8-(DS25-$D$6/2)/($D$6/2)*($D$8-$D$7)))","v":""},{"$f":"IF(DQ25=\"\",\"\",DM25)","v":""},{"$f":"IF(DQ25=\"\",\"\",DS25)","v":""},{"$f":"IF(DQ25=\"\",\"\",DT25)","v":""},null,{"$f":"IF(BL24=\"\",\"\",MAX(DQ25:DQ44)+1)","v":""},{"$f":"IF(DY25=\"\",\"\",DR25)","v":""},{"$f":"IF(DY25=\"\",\"\",$BL24)","v":""},{"$f":"IF(DQ25=\"\",\"\",IF(EA25<=$D$6/2,$BH$25+EA25/($D$6/2)*($D$8-$D$7),$D$8-(EA25-$D$6/2)/($D$6/2)*($D$8-$D$7)))","v":""},{"$f":"IF(DY25=\"\",\"\",DU25)","v":""},{"$f":"IF(DY25=\"\",\"\",EA25)","v":""},{"$f":"IF(DY25=\"\",\"\",EB25)","v":""},null,{"$f":"IF(BL25=\"\",\"\",MAX(DY25:DY44)+1)","v":""},{"$f":"IF(EG25=\"\",\"\",DZ25)","v":""},{"$f":"IF(EG25=\"\",\"\",$BL25)","v":""},{"$f":"IF(DY25=\"\",\"\",IF(EI25<=$D$6/2,$BH$25+EI25/($D$6/2)*($D$8-$D$7),$D$8-(EI25-$D$6/2)/($D$6/2)*($D$8-$D$7)))","v":""},{"$f":"IF(EG25=\"\",\"\",EC25)","v":""},{"$f":"IF(EG25=\"\",\"\",EI25)","v":""},{"$f":"IF(EG25=\"\",\"\",EJ25)","v":""},null,{"$f":"IF(BL26=\"\",\"\",MAX(EG25:EG44)+1)","v":""},{"$f":"IF(EO25=\"\",\"\",EH25)","v":""},{"$f":"IF(EO25=\"\",\"\",$BL26)","v":""},{"$f":"IF(EG25=\"\",\"\",IF(EQ25<=$D$6/2,$BH$25+EQ25/($D$6/2)*($D$8-$D$7),$D$8-(EQ25-$D$6/2)/($D$6/2)*($D$8-$D$7)))","v":""},{"$f":"IF(EO25=\"\",\"\",EK25)","v":""},{"$f":"IF(EO25=\"\",\"\",EQ25)","v":""},{"$f":"IF(EO25=\"\",\"\",ER25)","v":""},null,{"$f":"IF(BL27=\"\",\"\",MAX(EO25:EO44)+1)","v":""},{"$f":"IF(EW25=\"\",\"\",EP25)","v":""},{"$f":"IF(EW25=\"\",\"\",$BL27)","v":""},{"$f":"IF(EO25=\"\",\"\",IF(EY25<=$D$6/2,$BH$25+EY25/($D$6/2)*($D$8-$D$7),$D$8-(EY25-$D$6/2)/($D$6/2)*($D$8-$D$7)))","v":""},{"$f":"IF(EW25=\"\",\"\",ES25)","v":""},{"$f":"IF(EW25=\"\",\"\",EY25)","v":""},{"$f":"IF(EW25=\"\",\"\",EZ25)","v":""},null,{"$f":"IF(BL28=\"\",\"\",MAX(EW25:EW44)+1)","v":""},{"$f":"IF(FE25=\"\",\"\",EX25)","v":""},{"$f":"IF(FE25=\"\",\"\",$BL28)","v":""},{"$f":"IF(EW25=\"\",\"\",IF(FG25<=$D$6/2,$BH$25+FG25/($D$6/2)*($D$8-$D$7),$D$8-(FG25-$D$6/2)/($D$6/2)*($D$8-$D$7)))","v":""},{"$f":"IF(FE25=\"\",\"\",FA25)","v":""},{"$f":"IF(FE25=\"\",\"\",FG25)","v":""},{"$f":"IF(FE25=\"\",\"\",FH25)","v":""},null,{"$f":"IF(BL29=\"\",\"\",MAX(FE25:FE44)+1)","v":""},{"$f":"IF(FM25=\"\",\"\",FF25)","v":""},{"$f":"IF(FM25=\"\",\"\",$BL29)","v":""},{"$f":"IF(FE25=\"\",\"\",IF(FO25<=$D$6/2,$BH$25+FO25/($D$6/2)*($D$8-$D$7),$D$8-(FO25-$D$6/2)/($D$6/2)*($D$8-$D$7)))","v":""},{"$f":"IF(FM25=\"\",\"\",FI25)","v":""},{"$f":"IF(FM25=\"\",\"\",FO25)","v":""},{"$f":"IF(FM25=\"\",\"\",FP25)","v":""},null,{"$f":"IF(BL30=\"\",\"\",MAX(FM25:FM44)+1)","v":""},{"$f":"IF(FU25=\"\",\"\",FN25)","v":""},{"$f":"IF(FU25=\"\",\"\",$BL30)","v":""},{"$f":"IF(FM25=\"\",\"\",IF(FW25<=$D$6/2,$BH$25+FW25/($D$6/2)*($D$8-$D$7),$D$8-(FW25-$D$6/2)/($D$6/2)*($D$8-$D$7)))","v":""},{"$f":"IF(FU25=\"\",\"\",FQ25)","v":""},{"$f":"IF(FU25=\"\",\"\",FW25)","v":""},{"$f":"IF(FU25=\"\",\"\",FX25)","v":""},null,{"$f":"IF(BL31=\"\",\"\",MAX(FU25:FU44)+1)","v":""},{"$f":"IF(GC25=\"\",\"\",FV25)","v":""},{"$f":"IF(GC25=\"\",\"\",$BL31)","v":""},{"$f":"IF(FU25=\"\",\"\",IF(GE25<=$D$6/2,$BH$25+GE25/($D$6/2)*($D$8-$D$7),$D$8-(GE25-$D$6/2)/($D$6/2)*($D$8-$D$7)))","v":""},{"$f":"IF(GC25=\"\",\"\",FY25)","v":""},{"$f":"IF(GC25=\"\",\"\",GE25)","v":""},{"$f":"IF(GC25=\"\",\"\",GF25)","v":""},null,{"$f":"IF(BL32=\"\",\"\",MAX(GC25:GC44)+1)","v":""},{"$f":"IF(GK25=\"\",\"\",GD25)","v":""},{"$f":"IF(GK25=\"\",\"\",$BL32)","v":""},{"$f":"IF(GC25=\"\",\"\",IF(GM25<=$D$6/2,$BH$25+GM25/($D$6/2)*($D$8-$D$7),$D$8-(GM25-$D$6/2)/($D$6/2)*($D$8-$D$7)))","v":""},{"$f":"IF(GK25=\"\",\"\",GG25)","v":""},{"$f":"IF(GK25=\"\",\"\",GM25)","v":""},{"$f":"IF(GK25=\"\",\"\",GN25)","v":""},null,{"$f":"IF(BL33=\"\",\"\",MAX(GK25:GK44)+1)","v":""},{"$f":"IF(GS25=\"\",\"\",GL25)","v":""},{"$f":"IF(GS25=\"\",\"\",$BL33)","v":""},{"$f":"IF(GK25=\"\",\"\",IF(GU25<=$D$6/2,$BH$25+GU25/($D$6/2)*($D$8-$D$7),$D$8-(GU25-$D$6/2)/($D$6/2)*($D$8-$D$7)))","v":""},{"$f":"IF(GS25=\"\",\"\",GO25)","v":""},{"$f":"IF(GS25=\"\",\"\",GU25)","v":""},{"$f":"IF(GS25=\"\",\"\",GV25)","v":""},null,{"$f":"IF(BL34=\"\",\"\",MAX(GS25:GS44)+1)","v":""},{"$f":"IF(HA25=\"\",\"\",GT25)","v":""},{"$f":"IF(HA25=\"\",\"\",$BL34)","v":""},{"$f":"IF(GS25=\"\",\"\",IF(HC25<=$D$6/2,$BH$25+HC25/($D$6/2)*($D$8-$D$7),$D$8-(HC25-$D$6/2)/($D$6/2)*($D$8-$D$7)))","v":""},{"$f":"IF(HA25=\"\",\"\",GW25)","v":""},{"$f":"IF(HA25=\"\",\"\",HC25)","v":""},{"$f":"IF(HA25=\"\",\"\",HD25)","v":""}]
[null,2,8,{"$f":"IFERROR(IF(C26=\"\",\"\",C26+D25),\"\")","v":8},null,"Yes","Yes",null,null,null,2,{"$f":"O25","v":0},{"$f":"P25","v":0},{"$f":"Q25","v":5},{"$f":"L26","v":0},{"$f":"M26+D6/2","v":10},{"$f":"$D$8","v":8},{"$f":"H7","v":"IPE300"},null,{"$f":"-$D$14*C26/2","v":-1.2},{"$f":"-$D$15*C26/2","v":-1},{"$f":"-$D$16*C26/2","v":-0.4},{"$f":"-$D$18*C26/2","v":-2},{"$f":"$D$19*C26/2","v":-0.8},{"$f":"Y25","v":0.8},{"$f":"Z25","v":-0.8},null,{"$f":"IF(AND(F27=\"Yes\",C27<>\"\"),MAX($AB$25:AB25)+4,\"\")","v":""},"",{"$f":"IF(AB26=\"\",\"\",0)","v":""},{"$f":"IF(AB26=\"\",\"\",0)","v":""},"",{"$f":"IF(AB26=\"\",\"\",0)","v":""},"",{"$f":"IF(AB26=\"\",\"\",AB26+1)","v":""},{"$f":"AC26","v":""},{"$f":"AD26","v":""},{"$f":"AH26","v":""},{"$f":"AF26","v":""},{"$f":"AG26","v":""},{"$f":"AE26","v":""},{"$f":"IF(AB26=\"\",\"\",AI26+1)","v":""},{"$f":"AC26","v":""},"",{"$f":"AE26","v":""},{"$f":"AF26","v":""},{"$f":"AR26","v":""},"",{"$f":"IF(AB26=\"\",\"\",AP26+1)","v":""},{"$f":"AJ26","v":""},{"$f":"AR26","v":""},{"$f":"AL26","v":""},{"$f":"AM26","v":""},{"$f":"AR26","v":""},{"$f":"AO26","v":""},null,{"$f":"IF(D27=\"\",\"\",BE25+1)","v":38},{"$f":"IF(D27=\"\",\"\",BI25)","v":8},{"$f":"IF(D27=\"\",\"\",BJ25)","v":0},{"$f":"IF(D27=\"\",\"\",BK25)","v":5},16,0,5,{"$f":"IF(D6>=BL16*11,BL16*11,\"\")","v":""},{"$f":"IF(OR(BE26=\"\",BM25=\"\"),\"\",BM25+1)","v":43},8,{"$f":"IF(BM26=\"\",\"\",BO25)","v":3.3333333333333335},{"$f":"IF(BM26=\"\",\"\",BP25)","v":6},16,{"$f":"IF(BM26=\"\",\"\",BR25)","v":3.3333333333333335},{"$f":"IF(BM26=\"\",\"\",BS25)","v":6},null,{"$f":"IF(OR(BM26=\"\",BU25=\"\"),\"\",BU25+1)","v":48},8,{"$f":"IF(BU26=\"\",\"\",BW25)","v":6.666666666666667},{"$f":"IF(BU26=\"\",\"\",BX25)","v":7},16,{"$f":"IF(BU26=\"\",\"\",BZ25)","v":6.666666666666667},{"$f":"IF(BU26=\"\",\"\",CA25)","v":7},null,{"$f":"IF(OR(BU26=\"\",CC25=\"\"),\"\",CC25+1)","v":53},8,{"$f":"IF(CC26=\"\",\"\",CE25)","v":10},{"$f":"IF(CC26=\"\",\"\",CF25)","v":8},16,{"$f":"IF(CC26=\"\",\"\",CH25)","v":10},{"$f":"IF(CC26=\"\",\"\",CI25)","v":8},null,{"$f":"IF(OR(CC26=\"\",CK25=\"\"),\"\",CK25+1)","v":58},8,{"$f":"IF(CK26=\"\",\"\",CM25)","v":13.333333333333334},{"$f":"IF(CK26=\"\",\"\",CN25)","v":7},16,{"$f":"IF(CK26=\"\",\"\",CP25)","v":13.333333333333334},{"$f":"IF(CK26=\"\",\"\",CQ25)","v":7},null,{"$f":"IF(OR(CK26=\"\",CS25=\"\"),\"\",CS25+1)","v":63},8,{"$f":"IF(CS26=\"\",\"\",CU25)","v":16.666666666666668},{"$f":"IF(CS26=\"\",\"\",CV25)","v":6},16,{"$f":"IF(CS26=\"\",\"\",CX25)","v":16.666666666666668},{"$f":"IF(CS26=\"\",\"\",CY25)","v":6},null,{"$f":"IF(OR(CS26=\"\",DA25=\"\"),\"\",DA25+1)","v":68},8,{"$f":"IF(DA26=\"\",\"\",DC25)","v":20},{"$f":"IF(DA26=\"\",\"\",DD25)","v":5},16,{"$f":"IF(DA26=\"\",\"\",DF25)","v":20},{"$f":"IF(DA26=\"\",\"\",DG25)","v":5},null,{"$f":"IF(OR(DA26=\"\",DI25=\"\"),\"\",DI25+1)","v":""},"",{"$f":"IF(DI26=\"\",\"\",DK25)","v":""},{"$f":"IF(DI26=\"\",\"\",DL25)","v":""},"",{"$f":"IF(DI26=\"\",\"\",DN25)","v":""},{"$f":"IF(DI26=\"\",\"\",DO25)","v":""},null,{"$f":"IF(OR(DI26=\"\",DQ25=\"\"),\"\",DQ25+1)","v":""},"",{"$f":"IF(DQ26=\"\",\"\",DS25)","v":""},{"$f":"IF(DQ26=\"\",\"\",DT25)","v":""},"",{"$f":"IF(DQ26=\"\",\"\",DV25)","v":""},{"$f":"IF(DQ26=\"\",\"\",DW25)","v":""},null,{"$f":"IF(OR(DQ26=\"\",DY25=\"\"),\"\",DY25+1)","v":""},"",{"$f":"IF(DY26=\"\",\"\",EA25)","v":""},{"$f":"IF(DY26=\"\",\"\",EB25)","v":""},"",{"$f":"IF(DY26=\"\",\"\",ED25)","v":""},{"$f":"IF(DY26=\"\",\"\",EE25)","v":""},null,{"$f":"IF(OR(DY26=\"\",EG25=\"\"),\"\",EG25+1)","v":""},"",{"$f":"IF(EG26=\"\",\"\",EI25)","v":""},{"$f":"IF(EG26=\"\",\"\",EJ25)","v":""},"",{"$f":"IF(EG26=\"\",\"\",EL25)","v":""},{"$f":"IF(EG26=\"\",\"\",EM25)","v":""},null,{"$f":"IF(OR(EG26=\"\",EO25=\"\"),\"\",EO25+1)","v":""},"",{"$f":"IF(EO26=\"\",\"\",EQ25)","v":""},{"$f":"IF(EO26=\"\",\"\",ER25)","v":""},"",{"$f":"IF(EO26=\"\",\"\",ET25)","v":""},{"$f":"IF(EO26=\"\",\"\",EU25)","v":""},null,{"$f":"IF(OR(EO26=\"\",EW25=\"\"),\"\",EW25+1)","v":""},"",{"$f":"IF(EW26=\"\",\"\",EY25)","v":""},{"$f":"IF(EW26=\"\",\"\",EZ25)","v":""},"",{"$f":"IF(EW26=\"\",\"\",FB25)","v":""},{"$f":"IF(EW26=\"\",\"\",FC25)","v":""},null,{"$f":"IF(OR(EW26=\"\",FE25=\"\"),\"\",FE25+1)","v":""},"",{"$f":"IF(FE26=\"\",\"\",FG25)","v":""},{"$f":"IF(FE26=\"\",\"\",FH25)","v":""},"",{"$f":"IF(FE26=\"\",\"\",FJ25)","v":""},{"$f":"IF(FE26=\"\",\"\",FK25)","v":""},null,{"$f":"IF(OR(FE26=\"\",FM25=\"\"),\"\",FM25+1)","v":""},"",{"$f":"IF(FM26=\"\",\"\",FO25)","v":""},{"$f":"IF(FM26=\"\",\"\",FP25)","v":""},"",{"$f":"IF(FM26=\"\",\"\",FR25)","v":""},{"$f":"IF(FM26=\"\",\"\",FS25)","v":""},null,{"$f":"IF(OR(FM26=\"\",FU25=\"\"),\"\",FU25+1)","v":""},"",{"$f":"IF(FU26=\"\",\"\",FW25)","v":""},{"$f":"IF(FU26=\"\",\"\",FX25)","v":""},"",{"$f":"IF(FU26=\"\",\"\",FZ25)","v":""},{"$f":"IF(FU26=\"\",\"\",GA25)","v":""},null,{"$f":"IF(OR(FU26=\"\",GC25=\"\"),\"\",GC25+1)","v":""},"",{"$f":"IF(GC26=\"\",\"\",GE25)","v":""},{"$f":"IF(GC26=\"\",\"\",GF25)","v":""},"",{"$f":"IF(GC26=\"\",\"\",GH25)","v":""},{"$f":"IF(GC26=\"\",\"\",GI25)","v":""},null,{"$f":"IF(OR(GC26=\"\",GK25=\"\"),\"\",GK25+1)","v":""},"",{"$f":"IF(GK26=\"\",\"\",GM25)","v":""},{"$f":"IF(GK26=\"\",\"\",GN25)","v":""},"",{"$f":"IF(GK26=\"\",\"\",GP25)","v":""},{"$f":"IF(GK26=\"\",\"\",GQ25)","v":""},null,{"$f":"IF(OR(GK26=\"\",GS25=\"\"),\"\",GS25+1)","v":""},"",{"$f":"IF(GS26=\"\",\"\",GU25)","v":""},{"$f":"IF(GS26=\"\",\"\",GV25)","v":""},"",{"$f":"IF(GS26=\"\",\"\",GX25)","v":""},{"$f":"IF(GS26=\"\",\"\",GY25)","v":""},null,{"$f":"IF(OR(GS26=\"\",HA25=\"\"),\"\",HA25+1)","v":""},"",{"$f":"IF(HA26=\"\",\"\",HC25)","v":""},{"$f":"IF(HA26=\"\",\"\",HD25)","v":""},"",{"$f":"IF(HA26=\"\",\"\",HF25)","v":""},{"$f":"IF(HA26=\"\",\"\",HG25)","v":""}]
[null,3,8,{"$f":"IFERROR(IF(C27=\"\",\"\",C27+D26),\"\")","v":16},null,"No","No",null,null,null,3,{"$f":"L26","v":0},{"$f":"P28","v":20},{"$f":"Q28","v":5},{"$f":"L27","v":0},{"$f":"P26","v":10},{"$f":"Q26","v":8},{"$f":"R26","v":"IPE300"},null,{"$f":"T26","v":-1.2},{"$f":"U26","v":-1},-0.4,{"$f":"-X26","v":0.8},{"$f":"-W26","v":2},{"$f":"Y26","v":0.8},{"$f":"Z26","v":-0.8},null,{"$f":"IF(AND(F28=\"Yes\",C28<>\"\"),MAX($AB$25:AB26)+4,\"\")","v":29},16,0,0,24,0,5,30,16,0,5,24,0,0,31,16,20,0,24,20,5,32,16,20,5,24,20,0,null,39,16,0,5,24,0,5,{"$f":"IF(D6>=BL16*12,BL16*12,\"\")","v":""},44,16,{"$f":"IF(BM27=\"\",\"\",BO26)","v":3.3333333333333335},{"$f":"IF(BM27=\"\",\"\",BP26)","v":6},24,{"$f":"IF(BM27=\"\",\"\",BR26)","v":3.3333333333333335},{"$f":"IF(BM27=\"\",\"\",BS26)","v":6},null,49,16,{"$f":"IF(BU27=\"\",\"\",BW26)","v":6.666666666666667},{"$f":"IF(BU27=\"\",\"\",BX26)","v":7},24,{"$f":"IF(BU27=\"\",\"\",BZ26)","v":6.666666666666667},{"$f":"IF(BU27=\"\",\"\",CA26)","v":7},null,54,16,{"$f":"IF(CC27=\"\",\"\",CE26)","v":10},{"$f":"IF(CC27=\"\",\"\",CF26)","v":8},24,{"$f":"IF(CC27=\"\",\"\",CH26)","v":10},{"$f":"IF(CC27=\"\",\"\",CI26)","v":8},null,59,16,{"$f":"IF(CK27=\"\",\"\",CM26)","v":13.333333333333334},{"$f":"IF(CK27=\"\",\"\",CN26)","v":7},24,{"$f":"IF(CK27=\"\",\"\",CP26)","v":13.333333333333334},{"$f":"IF(CK27=\"\",\"\",CQ26)","v":7},null,64,16,{"$f":"IF(CS27=\"\",\"\",CU26)","v":16.666666666666668},{"$f":"IF(CS27=\"\",\"\",CV26)","v":6},24,{"$f":"IF(CS27=\"\",\"\",CX26)","v":16.666666666666668},{"$f":"IF(CS27=\"\",\"\",CY26)","v":6},null,69,16,{"$f":"IF(DA27=\"\",\"\",DC26)","v":20},{"$f":"IF(DA27=\"\",\"\",DD26)","v":5},24,{"$f":"IF(DA27=\"\",\"\",DF26)","v":20},{"$f":"IF(DA27=\"\",\"\",DG26)","v":5},null,"","",{"$f":"IF(DI27=\"\",\"\",DK26)","v":""},{"$f":"IF(DI27=\"\",\"\",DL26)","v":""},"",{"$f":"IF(DI27=\"\",\"\",DN26)","v":""},{"$f":"IF(DI27=\"\",\"\",DO26)","v":""},null,"","",{"$f":"IF(DQ27=\"\",\"\",DS26)","v":""},{"$f":"IF(DQ27=\"\",\"\",DT26)","v":""},"",{"$f":"IF(DQ27=\"\",\"\",DV26)","v":""},{"$f":"IF(DQ27=\"\",\"\",DW26)","v":""},null,"","",{"$f":"IF(DY27=\"\",\"\",EA26)","v":""},{"$f":"IF(DY27=\"\",\"\",EB26)","v":""},"",{"$f":"IF(DY27=\"\",\"\",ED26)","v":""},{"$f":"IF(DY27=\"\",\"\",EE26)","v":""},null,"","",{"$f":"IF(EG27=\"\",\"\",EI26)","v":""},{"$f":"IF(EG27=\"\",\"\",EJ26)","v":""},"",{"$f":"IF(EG27=\"\",\"\",EL26)","v":""},{"$f":"IF(EG27=\"\",\"\",EM26)","v":""},null,"","",{"$f":"IF(EO27=\"\",\"\",EQ26)","v":""},{"$f":"IF(EO27=\"\",\"\",ER26)","v":""},"",{"$f":"IF(EO27=\"\",\"\",ET26)","v":""},{"$f":"IF(EO27=\"\",\"\",EU26)","v":""},null,"","",{"$f":"IF(EW27=\"\",\"\",EY26)","v":""},{"$f":"IF(EW27=\"\",\"\",EZ26)","v":""},"",{"$f":"IF(EW27=\"\",\"\",FB26)","v":""},{"$f":"IF(EW27=\"\",\"\",FC26)","v":""},null,"","",{"$f":"IF(FE27=\"\",\"\",FG26)","v":""},{"$f":"IF(FE27=\"\",\"\",FH26)","v":""},"",{"$f":"IF(FE27=\"\",\"\",FJ26)","v":""},{"$f":"IF(FE27=\"\",\"\",FK26)","v":""},null,"","",{"$f":"IF(FM27=\"\",\"\",FO26)","v":""},{"$f":"IF(FM27=\"\",\"\",FP26)","v":""},"",{"$f":"IF(FM27=\"\",\"\",FR26)","v":""},{"$f":"IF(FM27=\"\",\"\",FS26)","v":""},null,"","",{"$f":"IF(FU27=\"\",\"\",FW26)","v":""},{"$f":"IF(FU27=\"\",\"\",FX26)","v":""},"",{"$f":"IF(FU27=\"\",\"\",FZ26)","v":""},{"$f":"IF(FU27=\"\",\"\",GA26)","v":""},null,"","",{"$f":"IF(GC27=\"\",\"\",GE26)","v":""},{"$f":"IF(GC27=\"\",\"\",GF26)","v":""},"",{"$f":"IF(GC27=\"\",\"\",GH26)","v":""},{"$f":"IF(GC27=\"\",\"\",GI26)","v":""},null,"","",{"$f":"IF(GK27=\"\",\"\",GM26)","v":""},{"$f":"IF(GK27=\"\",\"\",GN26)","v":""},"",{"$f":"IF(GK27=\"\",\"\",GP26)","v":""},{"$f":"IF(GK27=\"\",\"\",GQ26)","v":""},null,"","",{"$f":"IF(GS27=\"\",\"\",GU26)","v":""},{"$f":"IF(GS27=\"\",\"\",GV26)","v":""},"",{"$f":"IF(GS27=\"\",\"\",GX26)","v":""},{"$f":"IF(GS27=\"\",\"\",GY26)","v":""},null,"","",{"$f":"IF(HA27=\"\",\"\",HC26)","v":""},{"$f":"IF(HA27=\"\",\"\",HD26)","v":""},"",{"$f":"IF(HA27=\"\",\"\",HF26)","v":""},{"$f":"IF(HA27=\"\",\"\",HG26)","v":""}]
[null,4,8,24,null,"Yes","No",null,null,null,4,{"$f":"L27","v":0},{"$f":"D6","v":20},{"$f":"N25","v":0},{"$f":"L28","v":0},{"$f":"D6","v":20},{"$f":"D7","v":5},{"$f":"H8","v":"IPE400"},null,{"$f":"T25","v":0},{"$f":"U25","v":0},0,{"$f":"-X25","v":2},{"$f":"-W25","v":-2.8},0.8,-0.8,null,{"$f":"IF(AND(F29=\"Yes\",C29<>\"\"),MAX($AB$25:AB27)+4,\"\")","v":""},"","","","","","","","","","","","","","","","","","","","","","","","","","","",null,40,24,0,5,32,0,5,{"$f":"IF(D6>=BL16*13,BL16*13,\"\")","v":""},45,24,3.3333333333333335,6,32,3.3333333333333335,6,null,50,24,6.666666666666667,7,32,6.666666666666667,7,null,55,24,10,8,32,10,8,null,60,24,13.333333333333334,7,32,13.333333333333334,7,null,65,24,16.666666666666668,6,32,16.666666666666668,6,null,70,24,20,5,32,20,5,null,"","","","","","","",null,"","","","","","","",null,"","","","","","","",null,"","","","","","","",null,"","","","","","","",null,"","","","","","","",null,"","","","","","","",null,"","","","","","","",null,"","","","","","","",null,"","","","","","","",null,"","","","","","","",null,"","","","","","","",null,"","","","","","",""]
[null,5,8,32,null,"No","No",null,null,null,5,{"$f":"L25+D26","v":8},{"$f":"M25","v":0},{"$f":"N25","v":0},{"$f":"O25+D26","v":8},{"$f":"P25","v":0},{"$f":"Q25","v":5},{"$f":"R25","v":"IPE400"},null,0,0,0,{"$f":"$D$17*(C26+C27)/2","v":5.6},{"$f":"-$D$20*(C26+C27)/2","v":-4},{"$f":"$D$21*(C26+C27)/2","v":1.6},{"$f":"-Y29","v":-1.6},null,{"$f":"IF(AND(F30=\"Yes\",C30<>\"\"),MAX($AB$25:AB28)+4,\"\")","v":33},32,0,0,40,0,5,34,32,0,5,40,0,0,35,32,20,0,40,20,5,36,32,20,5,40,20,0,null,41,32,0,5,40,0,5,{"$f":"IF(D6>=BL16*14,BL16*14,\"\")","v":""},46,32,3.3333333333333335,6,40,3.3333333333333335,6,null,51,32,6.666666666666667,7,40,6.666666666666667,7,null,56,32,10,8,40,10,8,null,61,32,13.333333333333334,7,40,13.333333333333334,7,null,66,32,16.666666666666668,6,40,16.666666666666668,6,null,71,32,20,5,40,20,5,null,"","","","","","","",null,"","","","","","","",null,"","","","","","","",null,"","","","","","","",null,"","","","","","","",null,"","","","","","","",null,"","","","","","","",null,"","","","","","","",null,"","","","","","","",null,"","","","","","","",null,"","","","","","","",null,"","","","","","","",null,"","","","","","",""]
[null,6,8,40,null,"Yes","Yes",null,null,null,6,{"$f":"L29","v":8},{"$f":"M26","v":0},5,{"$f":"O29","v":8},{"$f":"P26","v":10},8,{"$f":"R26","v":"IPE300"},null,{"$f":"-$D$14*(C26+C27)/2","v":-2.4},{"$f":"-$D$15*(C26+C27)/2","v":-2},{"$f":"-$D$16*(C26+C27)/2","v":-0.8},{"$f":"-$D$18*(C26+C27)/2","v":-4},{"$f":"$D$19*(C26+C27)/2","v":-1.6},{"$f":"Y29","v":1.6},{"$f":"Z29","v":-1.6},null,{"$f":"IF(AND(F31=\"Yes\",C31<>\"\"),MAX($AB$25:AB29)+4,\"\")","v":""},"",{"$f":"IF(AB30=\"\",\"\",0)","v":""},{"$f":"IF(AB30=\"\",\"\",0)","v":""},"",{"$f":"IF(AB30=\"\",\"\",0)","v":""},"",{"$f":"IF(AB30=\"\",\"\",AB30+1)","v":""},{"$f":"AC30","v":""},{"$f":"AD30","v":""},{"$f":"AH30","v":""},{"$f":"AF30","v":""},{"$f":"AG30","v":""},{"$f":"AE30","v":""},{"$f":"IF(AB30=\"\",\"\",AI30+1)","v":""},{"$f":"AC30","v":""},"",{"$f":"AE30","v":""},{"$f":"AF30","v":""},{"$f":"AR30","v":""},{"$f":"AH30","v":""},{"$f":"IF(AB30=\"\",\"\",AP30+1)","v":""},{"$f":"AJ30","v":""},{"$f":"AR30","v":""},{"$f":"AL30","v":""},{"$f":"AM30","v":""},{"$f":"AR30","v":""},{"$f":"AO30","v":""},null,"","","","","","","",{"$f":"IF(D6>=BL16*15,BL16*15,\"\")","v":""},"","","","","","","",null,"","","","","","","",null,"","","","","","","",null,"","","","","","","",null,"","","","","","","",null,"","","","","","","",null,"","","","","","","",null,"","","","","","","",null,"","","","","","","",null,"","","","","","","",null,"","","","","","","",null,"","","","","","","",null,"","","","","","","",null,"","","","","","","",null,"","","","","","","",null,"","","","","","","",null,"","","","","","","",null,"","","","","","","",null,"","","","","","",""]
[null,null,null,"",null,"No","No",null,null,null,7,{"$f":"L29","v":8},{"$f":"M27","v":20},{"$f":"N27","v":5},{"$f":"O29","v":8},{"$f":"P27","v":10},8,{"$f":"R27","v":"IPE300"},null,{"$f":"T30","v":-2.4},{"$f":"U30","v":-2},{"$f":"V30","v":-0.8},{"$f":"-X30","v":1.6},{"$f":"-W30","v":4},{"$f":"Y30","v":1.6},{"$f":"Z30","v":-1.6},null,{"$f":"IF(AND(F32=\"Yes\",C32<>\"\"),MAX($AB$25:AB30)+4,\"\")","v":""},"","","","","","","","","","","","","","","","","","","","","","","","","","","",null,"","","","","","","",{"$f":"IF(D6>=BL16*16,BL16*16,\"\")","v":""},"","","","","","","",null,"","","","","","","",null,"","","","","","","",null,"","","","","","","",null,"","","","","","","",null,"","","","","","","",null,"","","","","","","",null,"","","","","","","",null,"","","","","","","",null,"","","","","","","",null,"","","","","","","",null,"","","","","","","",null,"","","","","","","",null,"","","","","","","",null,"","","","","","","",null,"","","","","","","",null,"","","","","","","",null,"","","","","","","",null,"","","","","","",""]
[null,null,null,"",null,"No","No",null,null,null,8,{"$f":"L29","v":8},{"$f":"M28","v":20},0,{"$f":"O29","v":8},{"$f":"P28","v":20},5,{"$f":"R28","v":"IPE400"},null,{"$f":"T29","v":0},{"$f":"U29","v":0},0,{"$f":"-X29","v":4},{"$f":"-W29","v":-5.6},1.6,-1.6,null,{"$f":"IF(AND(F33=\"Yes\",C33<>\"\"),MAX($AB$25:AB31)+4,\"\")","v":""},"","","","","","","","","","","","","","","","","","","","","","","","","","","",null,"","","","","","","",{"$f":"IF(D6>=BL16*17,BL16*17,\"\")","v":""},"","","","","","","",null,"","","","","","","",null,"","","","","","","",null,"","","","","","","",null,"","","","","","","",null,"","","","","","","",null,"","","","","","","",null,"","","","","","","",null,"","","","","","","",null,"","","","","","","",null,"","","","","","","",null,"","","","","","","",null,"","","","","","","",null,"","","","","","","",null,"","","","","","","",null,"","","","","","","",null,"","","","","","","",null,"","","","","","","",null,"","","","","","",""]
[null,null,null,"",null,"No","No",null,null,null,9,{"$f":"D27","v":16},{"$f":"M25","v":0},{"$f":"N25","v":0},{"$f":"D27","v":16},{"$f":"P25","v":0},{"$f":"Q25","v":5},"IPE400",null,0,0,0,{"$f":"$D$17*(C27+C28)/2","v":5.6},{"$f":"-$D$20*(C27+C28)/2","v":-4},{"$f":"$D$21*(C27+C28)/2","v":1.6},{"$f":"-Y33","v":-1.6},null,{"$f":"IF(AND(F34=\"Yes\",C34<>\"\"),MAX($AB$25:AB32)+4,\"\")","v":""},"","","","","","","","","","","","","","","","","","","","","","","","","","","",null,"","","","","","","",{"$f":"IF(D6>=BL16*18,BL16*18,\"\")","v":""},"","","","","","","",null,"","","","","","","",null,"","","","","","","",null,"","","","","","","",null,"","","","","","","",null,"","","","","","","",null,"","","","","","","",null,"","","","","","","",null,"","","","","","","",null,"","","","","","","",null,"","","","","","","",null,"","","","","","","",null,"","","","","","","",null,"","","","","","","",null,"","","","","","","",null,"","","","","","","",null,"","","","","","","",null,"","","","","","","",null,"","","","","","",""]
[null,null,null,"",null,"No","No",null,null,null,10,{"$f":"L33","v":16},{"$f":"M26","v":0},5,{"$f":"O33","v":16},{"$f":"P26","v":10},8,"IPE300",null,{"$f":"-$D$14*(C27+C28)/2","v":-2.4},{"$f":"-$D$15*(C27+C28)/2","v":-2},{"$f":"-$D$16*(C27+C28)/2","v":-0.8},{"$f":"-$D$18*(C27+C28)/2","v":-4},{"$f":"$D$19*(C27+C28)/2","v":-1.6},{"$f":"Y33","v":1.6},{"$f":"-Y34","v":-1.6},null,{"$f":"IF(AND(F35=\"Yes\",C35<>\"\"),MAX($AB$25:AB33)+4,\"\")","v":""},"","","","","","","","","","","","","","","","","","","","","","","","","","","",null,"","","","","","","",null,"","","","","","","",null,"","","","","","","",null,"","","","","","","",null,"","","","","","","",null,"","","","","","","",null,"","","","","","","",null,"","","","","","","",null,"","","","","","","",null,"","","","","","","",null,"","","","","","","",null,"","","","","","","",null,"","","","","","","",null,"","","","","","","",null,"","","","","","","",null,"","","","","","","",null,"","","","","","","",null,"","","","","","","",null,"","","","","","","",null,"","","","","","",""]
[null,null,null,"",null,"No","No",null,null,null,11,{"$f":"L33","v":16},{"$f":"M27","v":20},5,{"$f":"O33","v":16},{"$f":"P27","v":10},8,"IPE300",null,{"$f":"T34","v":-2.4},{"$f":"U34","v":-2},{"$f":"V34","v":-0.8},{"$f":"-X34","v":1.6},{"$f":"-W34","v":4},{"$f":"Y34","v":1.6},{"$f":"Z34","v":-1.6},null,{"$f":"IF(AND(F36=\"Yes\",C36<>\"\"),MAX($AB$25:AB34)+4,\"\")","v":""},"",{"$f":"IF(AB35=\"\",\"\",0)","v":""},{"$f":"IF(AB35=\"\",\"\",0)","v":""},"",{"$f":"IF(AB35=\"\",\"\",0)","v":""},"",{"$f":"IF(AB35=\"\",\"\",AB35+1)","v":""},{"$f":"AC35","v":""},{"$f":"AD35","v":""},{"$f":"AH35","v":""},{"$f":"AF35","v":""},{"$f":"AG35","v":""},{"$f":"AE35","v":""},{"$f":"IF(AB35=\"\",\"\",AI35+1)","v":""},{"$f":"AC35","v":""},"",{"$f":"AE35","v":""},{"$f":"AF35","v":""},{"$f":"AR35","v":""},{"$f":"AH35","v":""},{"$f":"IF(AB35=\"\",\"\",AP35+1)","v":""},{"$f":"AJ35","v":""},{"$f":"AR35","v":""},{"$f":"AL35","v":""},{"$f":"AM35","v":""},{"$f":"AR35","v":""},{"$f":"AO35","v":""},null,"","","","","","","",null,"","","","","","","",null,"","","","","","","",null,"","","","","","","",null,"","","","","","","",null,"","","","","","","",null,"","","","","","","",null,"","","","","","","",null,"","","","","","","",null,"","","","","","","",null,"","","","","","","",null,"","","","","","","",null,"","","","","","","",null,"","","","","","","",null,"","","","","","","",null,"","","","","","","",null,"","","","","","","",null,"","","","","","","",null,"","","","","","","",null,"","","","","","",""]
[null,null,null,"",null,"No","No",null,null,null,12,{"$f":"L33","v":16},{"$f":"M28","v":20},0,{"$f":"O33","v":16},{"$f":"P28","v":20},5,"IPE400",null,{"$f":"T33","v":0},{"$f":"U33","v":0},0,{"$f":"-X33","v":4},{"$f":"-W33","v":-5.6},{"$f":"Y33","v":1.6},-1.6,null,{"$f":"IF(AND(F37=\"Yes\",C37<>\"\"),MAX($AB$25:AB35)+4,\"\")","v":""},"","","","","","","","","","","","","","","","","","","","","","","","","","","",null,"","","","","","","",null,"","","","","","","",null,"","","","","","","",null,"","","","","","","",null,"","","","","","","",null,"","","","","","","",null,"","","","","","","",null,"","","","","","","",null,"","","","","","","",null,"","","","","","","",null,"","","","","","","",null,"","","","","","","",null,"","","","","","","",null,"","","","","","","",null,"","","","","","","",null,"","","","","","","",null,"","","","","","","",null,"","","","","","","",null,"","","","","","","",null,"","","","","","",""]
[null,null,null,"",null,"No","No",null,null,null,13,{"$f":"D28","v":24},{"$f":"M25","v":0},{"$f":"N25","v":0},{"$f":"D28","v":24},{"$f":"P25","v":0},{"$f":"Q25","v":5},{"$f":"R25","v":"IPE400"},null,0,0,0,{"$f":"$D$17*(C28+C29)/2","v":5.6},{"$f":"-$D$20*(C28+C29)/2","v":-4},{"$f":"$D$21*(C28+C29)/2","v":1.6},{"$f":"-Y37","v":-1.6},null,{"$f":"IF(AND(F38=\"Yes\",C38<>\"\"),MAX($AB$25:AB36)+4,\"\")","v":""},"","","","","","","","","","","","","","","","","","","","","","","","","","","",null,"","","","","","","",null,"","","","","","","",null,"","","","","","","",null,"","","","","","","",null,"","","","","","","",null,"","","","","","","",null,"","","","","","","",null,"","","","","","","",null,"","","","","","","",null,"","","","","","","",null,"","","","","","","",null,"","","","","","","",null,"","","","","","","",null,"","","","","","","",null,"","","","","","","",null,"","","","","","","",null,"","","","","","","",null,"","","","","","","",null,"","","","","","","",null,"","","","","","",""]
[null,null,null,"",null,"No","No",null,null,null,14,{"$f":"L37","v":24},{"$f":"M26","v":0},5,{"$f":"O37","v":24},{"$f":"P26","v":10},8,"IPE300",null,{"$f":"-$D$14*(C28+C29)/2","v":-2.4},{"$f":"-$D$15*(C28+C29)/2","v":-2},{"$f":"-$D$16*(C28+C29)/2","v":-0.8},{"$f":"-$D$18*(C28+C29)/2","v":-4},{"$f":"$D$19*(C28+C29)/2","v":-1.6},{"$f":"Y37","v":1.6},{"$f":"-Y38","v":-1.6},null,{"$f":"IF(AND(F39=\"Yes\",C39<>\"\"),MAX($AB$25:AB37)+4,\"\")","v":""},"","","","","","","","","","","","","","","","","","","","","","","","","","","",null,"","","","","","","",null,"","","","","","","",null,"","","","","","","",null,"","","","","","","",null,"","","","","","","",null,"","","","","","","",null,"","","","","","","",null,"","","","","","","",null,"","","","","","","",null,"","","","","","","",null,"","","","","","","",null,"","","","","","","",null,"","","","","","","",null,"","","","","","","",null,"","","","","","","",null,"","","","","","","",null,"","","","","","","",null,"","","","","","","",null,"","","","","","","",null,"","","","","","",""]
[null,null,null,"",null,"No","No",null,null,null,15,{"$f":"L37","v":24},{"$f":"M27","v":20},5,{"$f":"O38","v":24},{"$f":"P27","v":10},8,"IPE300",null,{"$f":"T38","v":-2.4},{"$f":"U38","v":-2},{"$f":"V38","v":-0.8},{"$f":"-X38","v":1.6},{"$f":"-W38","v":4},{"$f":"Y38","v":1.6},{"$f":"Z38","v":-1.6},null,{"$f":"IF(AND(F40=\"Yes\",C40<>\"\"),MAX($AB$25:AB38)+4,\"\")","v":""},"","","","","","","","","","","","","","","","","","","","","","","","","","","",null,"","","","","","","",null,"","","","","","","",null,"","","","","","","",null,"","","","","","","",null,"","","","","","","",null,"","","","","","","",null,"","","","","","","",null,"","","","","","","",null,"","","","","","","",null,"","","","","","","",null,"","","","","","","",null,"","","","","","","",null,"","","","","","","",null,"","","","","","","",null,"","","","","","","",null,"","","","","","","",null,"","","","","","","",null,"","","","","","","",null,"","","","","","","",null,"","","","","","",""]
[null,null,null,"",null,"No","No",null,null,null,16,{"$f":"L37","v":24},{"$f":"M28","v":20},{"$f":"N28","v":0},{"$f":"O39","v":24},{"$f":"P28","v":20},{"$f":"Q28","v":5},"IPE400",null,{"$f":"T37","v":0},{"$f":"U37","v":0},0,{"$f":"-X37","v":4},{"$f":"-W37","v":-5.6},{"$f":"Y37","v":1.6},-1.6,null,{"$f":"IF(AND(F41=\"Yes\",C41<>\"\"),MAX($AB$25:AB39)+4,\"\")","v":""},"","","","","","","","","","","","","","","","","","","","","","","","","","","",null,"","","","","","","",null,"","","","","","","",null,"","","","","","","",null,"","","","","","","",null,"","","","","","","",null,"","","","","","","",null,"","","","","","","",null,"","","","","","","",null,"","","","","","","",null,"","","","","","","",null,"","","","","","","",null,"","","","","","","",null,"","","","","","","",null,"","","","","","","",null,"","","","","","","",null,"","","","","","","",null,"","","","","","","",null,"","","","","","","",null,"","","","","","","",null,"","","","","","",""]
[null,null,null,"",null,"No","No",null,null,null,17,{"$f":"D29","v":32},{"$f":"M25","v":0},{"$f":"N25","v":0},{"$f":"D29","v":32},{"$f":"P25","v":0},{"$f":"Q25","v":5},{"$f":"R25","v":"IPE400"},null,0,0,0,{"$f":"$D$17*(C29+C30)/2","v":5.6},{"$f":"-$D$20*(C29+C30)/2","v":-4},{"$f":"$D$21*(C29+C30)/2","v":1.6},{"$f":"-Y41","v":-1.6},null,{"$f":"IF(AND(F42=\"Yes\",C42<>\"\"),MAX($AB$25:AB40)+4,\"\")","v":""},"","","","","","","","","","","","","","","","","","","","","","","","","","","",null,"","","","","","","",null,"","","","","","","",null,"","","","","","","",null,"","","","","","","",null,"","","","","","","",null,"","","","","","","",null,"","","","","","","",null,"","","","","","","",null,"","","","","","","",null,"","","","","","","",null,"","","","","","","",null,"","","","","","","",null,"","","","","","","",null,"","","","","","","",null,"","","","","","","",null,"","","","","","","",null,"","","","","","","",null,"","","","","","","",null,"","","","","","","",null,"","","","","","",""]
[null,null,null,"",null,"No","No",null,null,null,18,{"$f":"L41","v":32},{"$f":"M26","v":0},5,{"$f":"O41","v":32},{"$f":"P26","v":10},8,"IPE300",null,{"$f":"-$D$14*(C29+C30)/2","v":-2.4},{"$f":"-$D$15*(C29+C30)/2","v":-2},{"$f":"-$D$16*(C29+C30)/2","v":-0.8},{"$f":"-$D$18*(C29+C30)/2","v":-4},{"$f":"$D$19*(C29+C30)/2","v":-1.6},{"$f":"Y41","v":1.6},{"$f":"-Y42","v":-1.6},null,{"$f":"IF(AND(F43=\"Yes\",C43<>\"\"),MAX($AB$25:AB41)+4,\"\")","v":""},"","","","","","","","","","","","","","","","","","","","","","","","","","","",null,"","","","","","","",null,"","","","","","","",null,"","","","","","","",null,"","","","","","","",null,"","","","","","","",null,"","","","","","","",null,"","",{"$f":"IF(DA42=\"\",\"\",DC41)","v":""},{"$f":"IF(DA42=\"\",\"\",DD41)","v":""},"",{"$f":"IF(DA42=\"\",\"\",DF41)","v":""},{"$f":"IF(DA42=\"\",\"\",DG41)","v":""},null,"","","","","","","",null,"","","","","","","",null,"","","","","","","",null,"","","","","","","",null,"","","","","","","",null,"","","","","","","",null,"","","","","","","",null,"","","","","","","",null,"","","","","","","",null,"","","","","","","",null,"","","","","","","",null,"","","","","","","",null,"","","","","","",""]
[null,null,null,"",null,"No","No",null,null,null,19,{"$f":"L41","v":32},{"$f":"M27","v":20},5,{"$f":"O42","v":32},{"$f":"P27","v":10},8,"IPE300",null,{"$f":"T42","v":-2.4},{"$f":"U42","v":-2},{"$f":"V42","v":-0.8},{"$f":"-X42","v":1.6},{"$f":"-W42","v":4},{"$f":"Y42","v":1.6},{"$f":"Z42","v":-1.6},null,{"$f":"IF(AND(F44=\"Yes\",C44<>\"\"),MAX($AB$25:AB42)+4,\"\")","v":""},"","","","","","","","","","","","","","","","","","","","","","","","","","","",null,"","","","","","","",null,"","","","","","","",null,"","","","","","","",null,"","","","","","","",null,"","","","","","","",null,"","","","","","","",null,"","",{"$f":"IF(DA43=\"\",\"\",DC42)","v":""},{"$f":"IF(DA43=\"\",\"\",DD42)","v":""},"",{"$f":"IF(DA43=\"\",\"\",DF42)","v":""},{"$f":"IF(DA43=\"\",\"\",DG42)","v":""},null,"","","","","","","",null,"","","","","","","",null,"","","","","","","",null,"","","","","","","",null,"","","","","","","",null,"","","","","","","",null,"","","","","","","",null,"","","","","","","",null,"","","","","","","",null,"","","","","","","",null,"","","","","","","",null,"","",{"$f":"IF(GS43=\"\",\"\",GU42)","v":""},{"$f":"IF(GS43=\"\",\"\",GV42)","v":""},"",{"$f":"IF(GS43=\"\",\"\",GX42)","v":""},{"$f":"IF(GS43=\"\",\"\",GY42)","v":""},null,"","","","","","",""]
[null,null,null,"",null,"No","No",null,null,null,20,{"$f":"L41","v":32},{"$f":"M28","v":20},0,{"$f":"O43","v":32},{"$f":"P28","v":20},5,"IPE400",null,{"$f":"T41","v":0},{"$f":"U41","v":0},0,{"$f":"-X41","v":4},{"$f":"-W41","v":-5.6},{"$f":"Y41","v":1.6},-1.6,null,{"$f":"IF(AND(F45=\"Yes\",C45<>\"\"),MAX($AB$25:AB43)+4,\"\")","v":""},"","","",{"$f":"IF(AB44=\"\",\"\",E45)","v":""},"","","","","","","","","","","","","","","","","","","","","","","",null,{"$f":"IF(E45=\"\",\"\",BE43+1)","v":""},{"$f":"IF(E45=\"\",\"\",BI43)","v":""},{"$f":"IF(E45=\"\",\"\",BJ43)","v":""},{"$f":"IF(E45=\"\",\"\",BK43)","v":""},{"$f":"IF(E45=\"\",\"\",E45)","v":""},{"$f":"IF(E45=\"\",\"\",BG44)","v":""},{"$f":"IF(E45=\"\",\"\",BH44)","v":""},null,"","","","","","","",null,"","","","","","","",null,"","",{"$f":"IF(CC44=\"\",\"\",CE43)","v":""},{"$f":"IF(CC44=\"\",\"\",CF43)","v":""},"",{"$f":"IF(CC44=\"\",\"\",CH43)","v":""},{"$f":"IF(CC44=\"\",\"\",CI43)","v":""},null,"","",{"$f":"IF(CK44=\"\",\"\",CM43)","v":""},{"$f":"IF(CK44=\"\",\"\",CN43)","v":""},"",{"$f":"IF(CK44=\"\",\"\",CP43)","v":""},{"$f":"IF(CK44=\"\",\"\",CQ43)","v":""},null,"","","","","","","",null,"","","","","","","",null,"","","","","","","",null,"","","","","","","",null,"","","","","","","",null,"","","","","","","",null,"","","","","","","",null,"","","","","","","",null,"","","","","","","",null,"","","","","","","",null,"","","","","","","",null,"","","","","","","",null,"","","","","","","",null,"","",{"$f":"IF(GS44=\"\",\"\",GU43)","v":""},{"$f":"IF(GS44=\"\",\"\",GV43)","v":""},"",{"$f":"IF(GS44=\"\",\"\",GX43)","v":""},{"$f":"IF(GS44=\"\",\"\",GY43)","v":""},null,"","","","","","",""]
[null,null,null,null,null,null,null,null,null,null,21,{"$f":"D30","v":40},{"$f":"M25","v":0},{"$f":"N25","v":0},{"$f":"D30","v":40},{"$f":"P25","v":0},{"$f":"Q25","v":5},{"$f":"R25","v":"IPE400"},null,0,0,0,{"$f":"$D$17*(C30+C31)/2","v":2.8},{"$f":"-$D$20*(C30+C31)/2","v":-2},{"$f":"$D$21*(C30+C31)/2","v":0.8},{"$f":"-Y45","v":-0.8},null,{"$f":"IF(AND(G46=\"Yes\",D46<>\"\"),MAX($AB$25:AB44)+4,\"\")","v":""}]
[null,null,null,null,null,null,null,null,null,null,22,{"$f":"L45","v":40},{"$f":"M26","v":0},5,{"$f":"O45","v":40},{"$f":"P26","v":10},8,"IPE300",null,{"$f":"-$D$14*(C30+C31)/2","v":-1.2},{"$f":"-$D$15*(C30+C31)/2","v":-1},{"$f":"-$D$16*(C30+C31)/2","v":-0.4},{"$f":"-$D$18*(C30+C31)/2","v":-2},{"$f":"$D$19*(C30+C31)/2","v":-0.8},{"$f":"Y45","v":0.8},{"$f":"-Y46","v":-0.8},null,{"$f":"IF(AND(G47=\"Yes\",D47<>\"\"),MAX($AB$25:AB45)+4,\"\")","v":""}]
[null,null,null,null,null,null,null,null,null,null,23,{"$f":"L45","v":40},{"$f":"M27","v":20},5,{"$f":"O46","v":40},{"$f":"P27","v":10},8,"IPE300",null,{"$f":"T46","v":-1.2},{"$f":"U46","v":-1},{"$f":"V46","v":-0.4},{"$f":"-X46","v":0.8},{"$f":"-W46","v":2},{"$f":"Y46","v":0.8},{"$f":"Z46","v":-0.8},null,{"$f":"IF(AND(G48=\"Yes\",D48<>\"\"),MAX($AB$25:AB46)+4,\"\")","v":""},null,null,null,null,null,null,null,null,null,null,null,null,null,null,null,null,null,null,null,null,null,null,null,null,null,null,null,null,{"$f":"MAX(HA25:HA44,GS25:GS44,GK25:GK44,GC25:GC44,FU25:FU44,FM25:FM44,FE25:FE44,EW25:EW44,EO25:EO44,EG25:EG44,DY25:DY44,DQ25:DQ44,DI25:DI44,DA25:DA44,CS25:CS44,CK25:CK44,CC25:CC44,BU25:BU44,BM25:BM44)","v":71},null,null,null,null,null,null,null,{"$f":"MAX(BE47,BE50:BE87)","v":83},null,null,null,null,null,null,null,{"$f":"MAX(BM47,BM50:BM87)","v":83},null,null,null,null,null,null,null,{"$f":"MAX(BU47,BU50:BU87)","v":83},null,null,null,null,null,null,null,{"$f":"MAX(CC47,CC50:CC87)","v":83},null,null,null,null,null,null,null,{"$f":"MAX(CK47,CK50:CK87)","v":95},null,null,null,null,null,null,null,{"$f":"MAX(CS47,CS50:CS87)","v":95},null,null,null,null,null,null,null,{"$f":"MAX(DA47,DA50:DA87)","v":95},null,null,null,null,null,null,null,{"$f":"MAX(DI47,DI50:DI87)","v":95},null,null,null,null,null,null,null,{"$f":"MAX(DQ47,DQ50:DQ87)","v":95},null,null,null,null,null,null,null,{"$f":"MAX(DY47,DY50:DY87)","v":95},null,null,null,null,null,null,null,{"$f":"MAX(EG47,EG50:EG87)","v":95},null,null,null,null,null,null,null,{"$f":"MAX(EO47,EO50:EO87)","v":95},null,null,null,null,null,null,null,{"$f":"MAX(EW47,EW50:EW87)","v":95},null,null,null,null,null,null,null,{"$f":"MAX(FE47,FE50:FE87)","v":95},null,null,null,null,null,null,null,{"$f":"MAX(FM47,FM50:FM87)","v":95},null,null,null,null,null,null,null,{"$f":"MAX(FU47,FU50:FU87)","v":95},null,null,null,null,null,null,null,{"$f":"MAX(GC47,GC50:GC87)","v":95},null,null,null,null,null,null,null,{"$f":"MAX(GK47,GK50:GK87)","v":95}]
[null,null,null,null,null,null,null,null,null,null,24,{"$f":"L45","v":40},{"$f":"M28","v":20},0,{"$f":"O47","v":40},{"$f":"P28","v":20},5,"IPE400",null,{"$f":"T45","v":0},{"$f":"U45","v":0},0,{"$f":"-X45","v":2},{"$f":"-W45","v":-2.8},{"$f":"Y45","v":0.8},-0.8,null,{"$f":"IF(AND(G49=\"Yes\",D49<>\"\"),MAX($AB$25:AB47)+4,\"\")","v":""},null,null,null,null,null,null,null,null,null,null,null,null,null,null,null,null,null,null,null,null,null,null,null,null,null,null,null,null,"Roof brace ",null,null,null,null,null,null,null,"Roof brace ",null,null,null,null,null,null,null,"Roof brace ",null,null,null,null,null,null,null,"Roof brace ",null,null,null,null,null,null,null,"Roof brace ",null,null,null,null,null,null,null,"Roof brace ",null,null,null,null,null,null,null,"Roof brace ",null,null,null,null,null,null,null,"Roof brace ",null,null,null,null,null,null,null,"Roof brace ",null,null,null,null,null,null,null,"Roof brace ",null,null,null,null,null,null,null,"Roof brace ",null,null,null,null,null,null,null,"Roof brace ",null,null,null,null,null,null,null,"Roof brace ",null,null,null,null,null,null,null,"Roof brace ",null,null,null,null,null,null,null,"Roof brace ",null,null,null,null,null,null,null,"Roof brace ",null,null,null,null,null,null,null,"Roof brace ",null,null,null,null,null,null,null,"Roof brace ",null,null,null,null,null,null,null,"Roof brace "]
[null,null,null,null,null,null,null,null,null,null,25,{"$f":"D31","v":""},{"$f":"M25","v":0},{"$f":"N25","v":0},{"$f":"D31","v":""},{"$f":"P25","v":0},{"$f":"Q25","v":5},{"$f":"R25","v":"IPE400"},null,0,0,0,{"$f":"$D$17*(C31+C32)/2","v":0},{"$f":"-$D$20*(C31+C32)/2","v":0},{"$f":"$D$21*(C31+C32)/2","v":0},{"$f":"-Y49","v":0},null,{"$f":"IF(AND(G50=\"Yes\",D50<>\"\"),MAX($AB$25:AB48)+4,\"\")","v":""},null,null,null,null,null,null,null,null,null,null,null,null,null,null,null,null,null,null,null,null,null,null,null,null,null,null,null,null,"number","x1","y1","z1","x2","y2","z2",null,"number","x1","y1","z1","x2","y2","z2",null,"number","x1","y1","z1","x2","y2","z2",null,"number","x1","y1","z1","x2","y2","z2",null,"number","x1","y1","z1","x2","y2","z2",null,"number","x1","y1","z1","x2","y2","z2",null,"number","x1","y1","z1","x2","y2","z2",null,"number","x1","y1","z1","x2","y2","z2",null,"number","x1","y1","z1","x2","y2","z2",null,"number","x1","y1","z1","x2","y2","z2",null,"number","x1","y1","z1","x2","y2","z2",null,"number","x1","y1","z1","x2","y2","z2",null,"number","x1","y1","z1","x2","y2","z2",null,"number","x1","y1","z1","x2","y2","z2",null,"number","x1","y1","z1","x2","y2","z2",null,"number","x1","y1","z1","x2","y2","z2",null,"number","x1","y1","z1","x2","y2","z2",null,"number","x1","y1","z1","x2","y2","z2",null,"number","x1","y1","z1","x2","y2","z2"]
[null,null,null,null,null,null,null,null,null,null,26,{"$f":"L49","v":""},{"$f":"M26","v":0},5,{"$f":"O49","v":""},{"$f":"P26","v":10},8,"IPE300",null,{"$f":"-$D$14*(C31+C32)/2","v":0},{"$f":"-$D$15*(C31+C32)/2","v":0},{"$f":"-$D$16*(C31+C32)/2","v":0},{"$f":"-$D$18*(C31+C32)/2","v":0},{"$f":"$D$19*(C31+C32)/2","v":0},{"$f":"Y49","v":0},{"$f":"-Y50","v":0},null,{"$f":"IF(AND(G51=\"Yes\",D51<>\"\"),MAX($AB$25:AB49)+4,\"\")","v":""},null,null,null,null,null,null,null,null,null,null,null,null,null,null,null,null,null,null,null,null,null,null,null,null,null,null,null,null,{"$f":"IF(AND($G$26=\"Yes\",BG50<>\"\",BJ50<>\"\"),BE47+1,\"\")","v":72},0,0,{"$f":"$D$7","v":5},{"$f":"D26","v":8},{"$f":"BL16","v":3.3333333333333335},{"$f":"BP25","v":6},null,{"$f":"IF(AND($G$27=\"Yes\",BO50<>\"\",BR50<>\"\"),BM47+1,\"\")","v":""},{"$f":"$D$26","v":8},{"$f":"BG50","v":0},{"$f":"BH50","v":5},{"$f":"$D$27","v":16},{"$f":"BJ50","v":3.3333333333333335},{"$f":"BK50","v":6},null,{"$f":"IF(AND($G$28=\"Yes\",BW50<>\"\",BZ50<>\"\"),BU47+1,\"\")","v":""},{"$f":"D27","v":16},{"$f":"BO50","v":0},{"$f":"BP50","v":5},{"$f":"D28","v":24},{"$f":"BR50","v":3.3333333333333335},{"$f":"BS50","v":6},null,{"$f":"IF(AND($G$29=\"Yes\",CE50<>\"\",CH50<>\"\"),CC47+1,\"\")","v":""},{"$f":"D28","v":24},{"$f":"BW50","v":0},{"$f":"BX50","v":5},{"$f":"D29","v":32},{"$f":"BZ50","v":3.3333333333333335},{"$f":"CA50","v":6},null,{"$f":"IF(AND($G$30=\"Yes\",CM50<>\"\",CP50<>\"\"),CK47+1,\"\")","v":84},{"$f":"D29","v":32},{"$f":"CE50","v":0},{"$f":"CF50","v":5},{"$f":"D30","v":40},{"$f":"CH50","v":3.3333333333333335},{"$f":"CI50","v":6},null,{"$f":"IF(AND($G$31=\"Yes\",CU50<>\"\",CX50<>\"\"),CS47+1,\"\")","v":""},{"$f":"D30","v":40},{"$f":"CM50","v":0},{"$f":"CN50","v":5},{"$f":"D31","v":""},{"$f":"CP50","v":3.3333333333333335},{"$f":"CQ50","v":6},null,{"$f":"IF(AND($G$32=\"Yes\",DC50<>\"\",DF50<>\"\"),DA47+1,\"\")","v":""},{"$f":"D31","v":""},{"$f":"CU50","v":0},{"$f":"CV50","v":5},{"$f":"D32","v":""},{"$f":"CX50","v":3.3333333333333335},{"$f":"CY50","v":6},null,{"$f":"IF(AND($G$33=\"Yes\",DK50<>\"\",DN50<>\"\"),DI47+1,\"\")","v":""},{"$f":"D32","v":""},{"$f":"DC50","v":0},{"$f":"DD50","v":5},{"$f":"D33","v":""},{"$f":"DF50","v":3.3333333333333335},{"$f":"DG50","v":6},null,{"$f":"IF(AND($G$34=\"Yes\",DS50<>\"\",DV50<>\"\"),DQ47+1,\"\")","v":""},{"$f":"D33","v":""},{"$f":"DK50","v":0},{"$f":"DL50","v":5},{"$f":"D34","v":""},{"$f":"DN50","v":3.3333333333333335},{"$f":"DO50","v":6},null,{"$f":"IF(AND($G$35=\"Yes\",EA50<>\"\",ED50<>\"\"),DY47+1,\"\")","v":""},{"$f":"D34","v":""},{"$f":"DS50","v":0},{"$f":"DT50","v":5},{"$f":"D35","v":""},{"$f":"DV50","v":3.3333333333333335},{"$f":"DW50","v":6},null,{"$f":"IF(AND($G$36=\"Yes\",EI50<>\"\",EL50<>\"\"),EG47+1,\"\")","v":""},{"$f":"D35","v":""},{"$f":"EA50","v":0},{"$f":"EB50","v":5},{"$f":"D36","v":""},{"$f":"ED50","v":3.3333333333333335},{"$f":"EE50","v":6},null,{"$f":"IF(AND($G$37=\"Yes\",EQ50<>\"\",ET50<>\"\"),EO47+1,\"\")","v":""},{"$f":"D36","v":""},{"$f":"EI50","v":0},{"$f":"EJ50","v":5},{"$f":"D37","v":""},{"$f":"EL50","v":3.3333333333333335},{"$f":"EM50","v":6},null,{"$f":"IF(AND($G$38=\"Yes\",EY50<>\"\",FB50<>\"\"),EW47+1,\"\")","v":""},{"$f":"D37","v":""},{"$f":"EQ50","v":0},{"$f":"ER50","v":5},{"$f":"D38","v":""},{"$f":"ET50","v":3.3333333333333335},{"$f":"EU50","v":6},null,{"$f":"IF(AND($G$39=\"Yes\",FG50<>\"\",FJ50<>\"\"),FE47+1,\"\")","v":""},{"$f":"D38","v":""},{"$f":"EY50","v":0},{"$f":"EZ50","v":5},{"$f":"D39","v":""},{"$f":"FB50","v":3.3333333333333335},{"$f":"FC50","v":6},null,{"$f":"IF(AND($G$40=\"Yes\",FO50<>\"\",FR50<>\"\"),FM47+1,\"\")","v":""},{"$f":"D39","v":""},{"$f":"FG50","v":0},{"$f":"FH50","v":5},{"$f":"D40","v":""},{"$f":"FJ50","v":3.3333333333333335},{"$f":"FK50","v":6},null,{"$f":"IF(AND($G$41=\"Yes\",FW50<>\"\",FZ50<>\"\"),FU47+1,\"\")","v":""},{"$f":"D40","v":""},{"$f":"FO50","v":0},{"$f":"FP50","v":5},{"$f":"D41","v":""},{"$f":"FR50","v":3.3333333333333335},{"$f":"FS50","v":6},null,{"$f":"IF(AND($G$42=\"Yes\",GE50<>\"\",GH50<>\"\"),GC47+1,\"\")","v":""},{"$f":"D41","v":""},{"$f":"FW50","v":0},{"$f":"FX50","v":5},{"$f":"D42","v":""},{"$f":"FZ50","v":3.3333333333333335},{"$f":"GA50","v":6},null,{"$f":"IF(AND($G$43=\"Yes\",GM50<>\"\",GP50<>\"\"),GK47+1,\"\")","v":""},{"$f":"D42","v":""},{"$f":"GE50","v":0},{"$f":"GF50","v":5},{"$f":"D43","v":""},{"$f":"GH50","v":3.3333333333333335},{"$f":"GI50","v":6},null,{"$f":"IF(AND($G$44=\"Yes\",GU50<>\"\",GX50<>\"\"),GS47+1,\"\")","v":""},{"$f":"D43","v":""},{"$f":"GM50","v":0},{"$f":"GN50","v":5},{"$f":"D44","v":""},{"$f":"GP50","v":3.3333333333333335},{"$f":"GQ50","v":6}]
[null,null,null,null,null,null,null,null,null,null,27,{"$f":"L49","v":""},{"$f":"M27","v":20},5,{"$f":"O50","v":""},{"$f":"P27","v":10},8,"IPE300",null,{"$f":"T50","v":0},{"$f":"U50","v":0},{"$f":"V50","v":0},{"$f":"-X50","v":0},{"$f":"-W50","v":0},{"$f":"Y50","v":0},{"$f":"Z50","v":0},null,{"$f":"IF(AND(G52=\"Yes\",D52<>\"\"),MAX($AB$25:AB50)+4,\"\")","v":""},null,null,null,null,null,null,null,null,null,null,null,null,null,null,null,null,null,null,null,null,null,null,null,null,null,null,null,null,{"$f":"IF(AND($G$26=\"Yes\",BG51<>\"\",BJ51<>\"\"),BE50+1,\"\")","v":73},{"$f":"BF50","v":0},{"$f":"BJ50","v":3.3333333333333335},{"$f":"BK50","v":6},{"$f":"BI50","v":8},{"$f":"BG50","v":0},{"$f":"BH50","v":5},null,{"$f":"IF(AND($G$27=\"Yes\",BO51<>\"\",BR51<>\"\"),BM50+1,\"\")","v":""},8,3.3333333333333335,6,16,0,5,null,{"$f":"IF(AND($G$28=\"Yes\",BW51<>\"\",BZ51<>\"\"),BU50+1,\"\")","v":""},{"$f":"BV50","v":16},3.3333333333333335,6,{"$f":"BY50","v":24},0,5,null,{"$f":"IF(AND($G$29=\"Yes\",CE51<>\"\",CH51<>\"\"),CC50+1,\"\")","v":""},{"$f":"CD50","v":24},3.3333333333333335,6,{"$f":"CG50","v":32},0,5,null,{"$f":"IF(AND($G$30=\"Yes\",CM51<>\"\",CP51<>\"\"),CK50+1,\"\")","v":85},{"$f":"CL50","v":32},3.3333333333333335,6,{"$f":"CO50","v":40},0,5,null,{"$f":"IF(AND($G$31=\"Yes\",CU51<>\"\",CX51<>\"\"),CS50+1,\"\")","v":""},{"$f":"CT50","v":40},3.3333333333333335,6,{"$f":"CW50","v":""},0,5,null,{"$f":"IF(AND($G$32=\"Yes\",DC51<>\"\",DF51<>\"\"),DA50+1,\"\")","v":""},{"$f":"DB50","v":""},3.3333333333333335,6,{"$f":"DE50","v":""},0,5,null,{"$f":"IF(AND($G$33=\"Yes\",DK51<>\"\",DN51<>\"\"),DI50+1,\"\")","v":""},{"$f":"DJ50","v":""},3.3333333333333335,6,{"$f":"DM50","v":""},0,5,null,{"$f":"IF(AND($G$34=\"Yes\",DS51<>\"\",DV51<>\"\"),DQ50+1,\"\")","v":""},{"$f":"DR50","v":""},3.3333333333333335,6,{"$f":"DU50","v":""},0,5,null,{"$f":"IF(AND($G$35=\"Yes\",EA51<>\"\",ED51<>\"\"),DY50+1,\"\")","v":""},{"$f":"DZ50","v":""},3.3333333333333335,6,{"$f":"EC50","v":""},0,5,null,{"$f":"IF(AND($G$36=\"Yes\",EI51<>\"\",EL51<>\"\"),EG50+1,\"\")","v":""},{"$f":"EH50","v":""},3.3333333333333335,6,{"$f":"EK50","v":""},0,5,null,{"$f":"IF(AND($G$37=\"Yes\",EQ51<>\"\",ET51<>\"\"),EO50+1,\"\")","v":""},{"$f":"EP50","v":""},3.3333333333333335,6,{"$f":"ES50","v":""},0,5,null,{"$f":"IF(AND($G$38=\"Yes\",EY51<>\"\",FB51<>\"\"),EW50+1,\"\")","v":""},{"$f":"EX50","v":""},3.3333333333333335,6,{"$f":"FA50","v":""},0,5,null,{"$f":"IF(AND($G$39=\"Yes\",FG51<>\"\",FJ51<>\"\"),FE50+1,\"\")","v":""},{"$f":"FF50","v":""},3.3333333333333335,6,{"$f":"FI50","v":""},0,5,null,{"$f":"IF(AND($G$40=\"Yes\",FO51<>\"\",FR51<>\"\"),FM50+1,\"\")","v":""},{"$f":"FN50","v":""},3.3333333333333335,6,{"$f":"FQ50","v":""},0,5,null,{"$f":"IF(AND($G$41=\"Yes\",FW51<>\"\",FZ51<>\"\"),FU50+1,\"\")","v":""},{"$f":"FV50","v":""},3.3333333333333335,6,{"$f":"FY50","v":""},0,5,null,{"$f":"IF(AND($G$42=\"Yes\",GE51<>\"\",GH51<>\"\"),GC50+1,\"\")","v":""},{"$f":"GD50","v":""},3.3333333333333335,6,{"$f":"GG50","v":""},0,5,null,{"$f":"IF(AND($G$43=\"Yes\",GM51<>\"\",GP51<>\"\"),GK50+1,\"\")","v":""},{"$f":"GL50","v":""},3.3333333333333335,6,{"$f":"GO50","v":""},0,5,null,{"$f":"IF(AND($G$44=\"Yes\",GU51<>\"\",GX51<>\"\"),GS50+1,\"\")","v":""},{"$f":"GT50","v":""},3.3333333333333335,6,{"$f":"GW50","v":""},{"$f":"GP51","v":0},{"$f":"GQ51","v":5}]
[null,null,null,null,null,null,null,null,null,null,28,{"$f":"L49","v":""},{"$f":"M28","v":20},0,{"$f":"O51","v":""},{"$f":"P28","v":20},5,"IPE400",null,{"$f":"T49","v":0},{"$f":"U49","v":0},0,{"$f":"-X49","v":0},{"$f":"-W49","v":0},{"$f":"Y49","v":0},0,null,{"$f":"IF(AND(G53=\"Yes\",D53<>\"\"),MAX($AB$25:AB51)+4,\"\")","v":""},null,null,null,null,null,null,null,null,null,null,null,null,null,null,null,null,null,null,null,null,null,null,null,null,null,null,null,null,74,{"$f":"BF50","v":0},{"$f":"BL16","v":3.3333333333333335},{"$f":"BP25","v":6},{"$f":"BI50","v":8},{"$f":"BL17","v":6.666666666666667},{"$f":"BX25","v":7},null,"",8,3.3333333333333335,6,16,6.666666666666667,7,null,"",{"$f":"BV51","v":16},3.3333333333333335,6,{"$f":"BY51","v":24},6.666666666666667,7,null,"",{"$f":"CD51","v":24},3.3333333333333335,6,{"$f":"CG51","v":32},6.666666666666667,7,null,86,{"$f":"CL51","v":32},3.3333333333333335,6,{"$f":"CO51","v":40},6.666666666666667,7,null,"",{"$f":"CT51","v":40},3.3333333333333335,6,{"$f":"CW51","v":""},6.666666666666667,7,null,"",{"$f":"DB51","v":""},3.3333333333333335,6,{"$f":"DE51","v":""},6.666666666666667,7,null,"",{"$f":"DJ51","v":""},3.3333333333333335,6,{"$f":"DM51","v":""},6.666666666666667,7,null,"",{"$f":"DR51","v":""},3.3333333333333335,6,{"$f":"DU51","v":""},6.666666666666667,7,null,"",{"$f":"DZ51","v":""},3.3333333333333335,6,{"$f":"EC51","v":""},6.666666666666667,7,null,"",{"$f":"EH51","v":""},3.3333333333333335,6,{"$f":"EK51","v":""},6.666666666666667,7,null,"",{"$f":"EP51","v":""},3.3333333333333335,6,{"$f":"ES51","v":""},6.666666666666667,7,null,"",{"$f":"EX51","v":""},3.3333333333333335,6,{"$f":"FA51","v":""},6.666666666666667,7,null,"",{"$f":"FF51","v":""},3.3333333333333335,6,{"$f":"FI51","v":""},6.666666666666667,7,null,"",{"$f":"FN51","v":""},3.3333333333333335,6,{"$f":"FQ51","v":""},6.666666666666667,7,null,"",{"$f":"FV51","v":""},3.3333333333333335,6,{"$f":"FY51","v":""},6.666666666666667,7,null,"",{"$f":"GD51","v":""},3.3333333333333335,6,{"$f":"GG51","v":""},6.666666666666667,7,null,"",{"$f":"GL51","v":""},3.3333333333333335,6,{"$f":"GO51","v":""},6.666666666666667,7,null,"",{"$f":"GT51","v":""},3.3333333333333335,6,{"$f":"GW51","v":""},{"$f":"GP52","v":6.666666666666667},{"$f":"GQ52","v":7}]
[null,null,null,null,null,null,null,null,null,null,29,{"$f":"D32","v":""},{"$f":"M29","v":0},{"$f":"N29","v":0},{"$f":"D32","v":""},{"$f":"P29","v":0},{"$f":"Q29","v":5},{"$f":"R29","v":"IPE400"},null,0,0,0,{"$f":"$D$17*(C32+C33)/2","v":0},{"$f":"-$D$20*(C32+C33)/2","v":0},{"$f":"$D$21*(C32+C33)/2","v":0},{"$f":"-Y53","v":0},null,{"$f":"IF(AND(G54=\"Yes\",D54<>\"\"),MAX($AB$25:AB52)+4,\"\")","v":""},null,null,null,null,null,null,null,null,null,null,null,null,null,null,null,null,null,null,null,null,null,null,null,null,null,null,null,null,75,{"$f":"BF52","v":0},{"$f":"BJ52","v":6.666666666666667},{"$f":"BK52","v":7},{"$f":"BI52","v":8},{"$f":"BG52","v":3.3333333333333335},{"$f":"BH52","v":6},null,"",8,6.666666666666667,7,16,3.3333333333333335,6,null,"",16,6.666666666666667,7,24,3.3333333333333335,6,null,"",24,6.666666666666667,7,32,3.3333333333333335,6,null,87,32,6.666666666666667,7,40,3.3333333333333335,6,null,"",40,6.666666666666667,7,"",3.3333333333333335,6,null,"","",6.666666666666667,7,"",3.3333333333333335,6,null,"","",6.666666666666667,7,"",3.3333333333333335,6,null,"","",6.666666666666667,7,"",3.3333333333333335,6,null,"","",6.666666666666667,7,"",3.3333333333333335,6,null,"","",6.666666666666667,7,"",3.3333333333333335,6,null,"","",6.666666666666667,7,"",3.3333333333333335,6,null,"","",6.666666666666667,7,"",3.3333333333333335,6,null,"","",6.666666666666667,7,"",3.3333333333333335,6,null,"","",6.666666666666667,7,"",3.3333333333333335,6,null,"","",6.666666666666667,7,"",3.3333333333333335,6,null,"","",6.666666666666667,7,"",3.3333333333333335,6,null,"","",6.666666666666667,7,"",3.3333333333333335,6,null,"","",6.666666666666667,7,"",3.3333333333333335,6]
[null,null,null,null,null,null,null,null,null,null,30,{"$f":"L53","v":""},{"$f":"M30","v":0},5,{"$f":"O53","v":""},{"$f":"P30","v":10},8,"IPE300",null,{"$f":"-$D$14*(C32+C33)/2","v":0},{"$f":"-$D$15*(C32+C33)/2","v":0},{"$f":"-$D$16*(C32+C33)/2","v":0},{"$f":"-$D$18*(C32+C33)/2","v":0},{"$f":"$D$19*(C32+C33)/2","v":0},{"$f":"Y53","v":0},{"$f":"-Y54","v":0},null,{"$f":"IF(AND(G55=\"Yes\",D55<>\"\"),MAX($AB$25:AB53)+4,\"\")","v":""},null,null,null,null,null,null,null,null,null,null,null,null,null,null,null,null,null,null,null,null,null,null,null,null,null,null,null,null,76,{"$f":"BF50","v":0},{"$f":"BG53","v":6.666666666666667},{"$f":"BH53","v":7},{"$f":"BI50","v":8},{"$f":"BL18","v":10},{"$f":"CF25","v":8},null,"",8,6.666666666666667,7,16,10,8,null,"",16,6.666666666666667,7,24,10,8,null,"",24,6.666666666666667,7,32,10,8,null,88,32,6.666666666666667,7,40,10,8,null,"",40,6.666666666666667,7,"",10,8,null,"","",6.666666666666667,7,"",10,8,null,"","",6.666666666666667,7,"",10,8,null,"","",6.666666666666667,7,"",10,8,null,"","",6.666666666666667,7,"",10,8,null,"","",6.666666666666667,7,"",10,8,null,"","",6.666666666666667,7,"",10,8,null,"","",6.666666666666667,7,"",10,8,null,"","",6.666666666666667,7,"",10,8,null,"","",6.666666666666667,7,"",10,8,null,"","",6.666666666666667,7,"",10,8,null,"","",6.666666666666667,7,"",10,8,null,"","",6.666666666666667,7,"",10,8,null,"","",6.666666666666667,7,"",10,8]
[null,null,null,null,null,null,null,null,null,null,31,{"$f":"L53","v":""},{"$f":"M31","v":20},5,{"$f":"O54","v":""},{"$f":"P31","v":10},8,"IPE300",null,{"$f":"T54","v":0},{"$f":"U54","v":0},{"$f":"V54","v":0},{"$f":"-X54","v":0},{"$f":"-W54","v":0},{"$f":"Y54","v":0},{"$f":"Z54","v":0},null,{"$f":"IF(AND(G56=\"Yes\",D56<>\"\"),MAX($AB$25:AB54)+4,\"\")","v":""},null,null,null,null,null,null,null,null,null,null,null,null,null,null,null,null,null,null,null,null,null,null,null,null,null,null,null,null,77,{"$f":"BF54","v":0},{"$f":"BJ54","v":10},{"$f":"BK54","v":8},{"$f":"BI54","v":8},{"$f":"BG54","v":6.666666666666667},{"$f":"BH54","v":7},null,"",8,10,8,16,6.666666666666667,7,null,"",16,10,8,24,6.666666666666667,7,null,"",24,10,8,32,6.666666666666667,7,null,89,32,10,8,40,6.666666666666667,7,null,"",40,10,8,"",6.666666666666667,7,null,"","",10,8,"",6.666666666666667,7,null,"","",10,8,"",6.666666666666667,7,null,"","",10,8,"",6.666666666666667,7,null,"","",10,8,"",6.666666666666667,7,null,"","",10,8,"",6.666666666666667,7,null,"","",10,8,"",6.666666666666667,7,null,"","",10,8,"",6.666666666666667,7,null,"","",10,8,"",6.666666666666667,7,null,"","",10,8,"",6.666666666666667,7,null,"","",10,8,"",6.666666666666667,7,null,"","",10,8,"",6.666666666666667,7,null,"","",10,8,"",6.666666666666667,7,null,"","",10,8,"",6.666666666666667,7]
[null,null,null,null,null,null,null,null,null,null,32,{"$f":"L53","v":""},{"$f":"M32","v":20},0,{"$f":"O55","v":""},{"$f":"P32","v":20},5,"IPE400",null,{"$f":"T53","v":0},{"$f":"U53","v":0},0,{"$f":"-X53","v":0},{"$f":"-W53","v":0},{"$f":"Y53","v":0},0,null,{"$f":"IF(AND(G57=\"Yes\",D57<>\"\"),MAX($AB$25:AB55)+4,\"\")","v":""},null,null,null,null,null,null,null,null,null,null,null,null,null,null,null,null,null,null,null,null,null,null,null,null,null,null,null,null,78,{"$f":"BF52","v":0},{"$f":"BG55","v":10},{"$f":"BH55","v":8},{"$f":"BI52","v":8},{"$f":"BL19","v":13.333333333333334},{"$f":"CN25","v":7},null,"",8,10,8,16,13.333333333333334,7,null,"",16,10,8,24,13.333333333333334,7,null,"",24,10,8,32,13.333333333333334,7,null,90,32,10,8,40,13.333333333333334,7,null,"",40,10,8,"",13.333333333333334,7,null,"","",10,8,"",13.333333333333334,7,null,"","",10,8,"",13.333333333333334,7,null,"","",10,8,"",13.333333333333334,7,null,"","",10,8,"",13.333333333333334,7,null,"","",10,8,"",13.333333333333334,7,null,"","",10,8,"",13.333333333333334,7,null,"","",10,8,"",13.333333333333334,7,null,"","",10,8,"",13.333333333333334,7,null,"","",10,8,"",13.333333333333334,7,null,"","",10,8,"",13.333333333333334,7,null,"","",10,8,"",13.333333333333334,7,null,"","",10,8,"",13.333333333333334,7,null,"","",10,8,"",13.333333333333334,7]
[null,null,null,null,null,null,null,null,null,null,33,{"$f":"D33","v":""},{"$f":"M33","v":0},{"$f":"N33","v":0},{"$f":"D33","v":""},{"$f":"P33","v":0},{"$f":"Q33","v":5},{"$f":"R33","v":"IPE400"},null,0,0,0,{"$f":"$D$17*(C33+C34)/2","v":0},{"$f":"-$D$20*(C33+C34)/2","v":0},{"$f":"$D$21*(C33+C34)/2","v":0},{"$f":"-Y57","v":0},null,{"$f":"IF(AND(G58=\"Yes\",D58<>\"\"),MAX($AB$25:AB56)+4,\"\")","v":""},null,null,null,null,null,null,null,null,null,null,null,null,null,null,null,null,null,null,null,null,null,null,null,null,null,null,null,null,79,{"$f":"BF56","v":0},{"$f":"BJ56","v":13.333333333333334},{"$f":"BK56","v":7},{"$f":"BI56","v":8},{"$f":"BG56","v":10},{"$f":"BH56","v":8},null,"",8,13.333333333333334,7,16,10,8,null,"",16,13.333333333333334,7,24,10,8,null,"",24,13.333333333333334,7,32,10,8,null,91,32,13.333333333333334,7,40,10,8,null,"",40,13.333333333333334,7,"",10,8,null,"","",13.333333333333334,7,"",10,8,null,"","",13.333333333333334,7,"",10,8,null,"","",13.333333333333334,7,"",10,8,null,"","",13.333333333333334,7,"",10,8,null,"","",13.333333333333334,7,"",10,8,null,"","",13.333333333333334,7,"",10,8,null,"","",13.333333333333334,7,"",10,8,null,"","",13.333333333333334,7,"",10,8,null,"","",13.333333333333334,7,"",10,8,null,"","",13.333333333333334,7,"",10,8,null,"","",13.333333333333334,7,"",10,8,null,"","",13.333333333333334,7,"",10,8,null,"","",13.333333333333334,7,"",10,8]
[null,null,null,null,null,null,null,null,null,null,34,{"$f":"L57","v":""},{"$f":"M34","v":0},5,{"$f":"O57","v":""},{"$f":"P34","v":10},8,"IPE300",null,{"$f":"-$D$14*(C33+C34)/2","v":0},{"$f":"-$D$15*(C33+C34)/2","v":0},{"$f":"-$D$16*(C33+C34)/2","v":0},{"$f":"-$D$18*(C33+C34)/2","v":0},{"$f":"$D$19*(C33+C34)/2","v":0},{"$f":"Y57","v":0},{"$f":"-Y58","v":0},null,{"$f":"IF(AND(G59=\"Yes\",D59<>\"\"),MAX($AB$25:AB57)+4,\"\")","v":""},null,null,null,null,null,null,null,null,null,null,null,null,null,null,null,null,null,null,null,null,null,null,null,null,null,null,null,null,80,{"$f":"BF54","v":0},{"$f":"BG57","v":13.333333333333334},{"$f":"BH57","v":7},{"$f":"BI54","v":8},{"$f":"BL20","v":16.666666666666668},{"$f":"CV25","v":6},null,"",8,13.333333333333334,7,16,16.666666666666668,6,null,"",16,13.333333333333334,7,24,16.666666666666668,6,null,"",24,13.333333333333334,7,32,16.666666666666668,6,null,92,32,13.333333333333334,7,40,16.666666666666668,6,null,"",40,13.333333333333334,7,"",16.666666666666668,6,null,"","",13.333333333333334,7,"",16.666666666666668,6,null,"","",13.333333333333334,7,"",16.666666666666668,6,null,"","",13.333333333333334,7,"",16.666666666666668,6,null,"","",13.333333333333334,7,"",16.666666666666668,6,null,"","",13.333333333333334,7,"",16.666666666666668,6,null,"","",13.333333333333334,7,"",16.666666666666668,6,null,"","",13.333333333333334,7,"",16.666666666666668,6,null,"","",13.333333333333334,7,"",16.666666666666668,6,null,"","",13.333333333333334,7,"",16.666666666666668,6,null,"","",13.333333333333334,7,"",16.666666666666668,6,null,"","",13.333333333333334,7,"",16.666666666666668,6,null,"","",13.333333333333334,7,"",16.666666666666668,6,null,"","",13.333333333333334,7,"",16.666666666666668,6]
[null,null,null,null,null,null,null,null,null,null,35,{"$f":"L57","v":""},{"$f":"M35","v":20},5,{"$f":"O58","v":""},{"$f":"P35","v":10},8,"IPE300",null,{"$f":"T58","v":0},{"$f":"U58","v":0},{"$f":"V58","v":0},{"$f":"-X58","v":0},{"$f":"-W58","v":0},{"$f":"Y58","v":0},{"$f":"Z58","v":0},null,{"$f":"IF(AND(G60=\"Yes\",D60<>\"\"),MAX($AB$25:AB58)+4,\"\")","v":""},null,null,null,null,null,null,null,null,null,null,null,null,null,null,null,null,null,null,null,null,null,null,null,null,null,null,null,null,81,{"$f":"BF58","v":0},{"$f":"BJ58","v":16.666666666666668},{"$f":"BK58","v":6},{"$f":"BI58","v":8},{"$f":"BG58","v":13.333333333333334},{"$f":"BH58","v":7},null,"",8,16.666666666666668,6,16,13.333333333333334,7,null,"",16,16.666666666666668,6,24,13.333333333333334,7,null,"",24,16.666666666666668,6,32,13.333333333333334,7,null,93,32,16.666666666666668,6,40,13.333333333333334,7,null,"",40,16.666666666666668,6,"",13.333333333333334,7,null,"","",16.666666666666668,6,"",13.333333333333334,7,null,"","",16.666666666666668,6,"",13.333333333333334,7,null,"","",16.666666666666668,6,"",13.333333333333334,7,null,"","",16.666666666666668,6,"",13.333333333333334,7,null,"","",16.666666666666668,6,"",13.333333333333334,7,null,"","",16.666666666666668,6,"",13.333333333333334,7,null,"","",16.666666666666668,6,"",13.333333333333334,7,null,"","",16.666666666666668,6,"",13.333333333333334,7,null,"","",16.666666666666668,6,"",13.333333333333334,7,null,"","",16.666666666666668,6,"",13.333333333333334,7,null,"","",16.666666666666668,6,"",13.333333333333334,7,null,"","",16.666666666666668,6,"",13.333333333333334,7,null,"","",16.666666666666668,6,"",13.333333333333334,7]
[null,null,null,null,null,null,null,null,null,null,36,{"$f":"L57","v":""},{"$f":"M36","v":20},0,{"$f":"O59","v":""},{"$f":"P36","v":20},5,"IPE400",null,{"$f":"T57","v":0},{"$f":"U57","v":0},0,{"$f":"-X57","v":0},{"$f":"-W57","v":0},{"$f":"Y57","v":0},0,null,{"$f":"IF(AND(G61=\"Yes\",D61<>\"\"),MAX($AB$25:AB59)+4,\"\")","v":""},null,null,null,null,null,null,null,null,null,null,null,null,null,null,null,null,null,null,null,null,null,null,null,null,null,null,null,null,82,{"$f":"BF56","v":0},{"$f":"BG59","v":16.666666666666668},{"$f":"BH59","v":6},{"$f":"BI56","v":8},{"$f":"BL21","v":20},{"$f":"DD25","v":5},null,"",8,16.666666666666668,6,16,20,5,null,"",16,16.666666666666668,6,24,20,5,null,"",24,16.666666666666668,6,32,20,5,null,94,32,16.666666666666668,6,40,20,5,null,"",40,16.666666666666668,6,"",20,5,null,"","",16.666666666666668,6,"",20,5,null,"","",16.666666666666668,6,"",20,5,null,"","",16.666666666666668,6,"",20,5,null,"","",16.666666666666668,6,"",20,5,null,"","",16.666666666666668,6,"",20,5,null,"","",16.666666666666668,6,"",20,5,null,"","",16.666666666666668,6,"",20,5,null,"","",16.666666666666668,6,"",20,5,null,"","",16.666666666666668,6,"",20,5,null,"","",16.666666666666668,6,"",20,5,null,"","",16.666666666666668,6,"",20,5,null,"","",16.666666666666668,6,"",20,5,null,"","",16.666666666666668,6,"",20,5]
[null,null,null,null,null,null,null,null,null,null,37,{"$f":"D34","v":""},{"$f":"M37","v":0},{"$f":"N37","v":0},{"$f":"D34","v":""},{"$f":"P37","v":0},{"$f":"Q37","v":5},{"$f":"R37","v":"IPE400"},null,0,0,0,{"$f":"$D$17*(C34+C35)/2","v":0},{"$f":"-$D$20*(C34+C35)/2","v":0},{"$f":"$D$21*(C34+C35)/2","v":0},{"$f":"-Y61","v":0},null,{"$f":"IF(AND(G62=\"Yes\",D62<>\"\"),MAX($AB$25:AB60)+4,\"\")","v":""},null,null,null,null,null,null,null,null,null,null,null,null,null,null,null,null,null,null,null,null,null,null,null,null,null,null,null,null,83,{"$f":"BF60","v":0},{"$f":"BJ60","v":20},{"$f":"BK60","v":5},{"$f":"BI60","v":8},{"$f":"BG60","v":16.666666666666668},{"$f":"BH60","v":6},null,"",8,20,5,16,16.666666666666668,6,null,"",16,20,5,24,16.666666666666668,6,null,"",24,20,5,32,16.666666666666668,6,null,95,32,20,5,40,16.666666666666668,6,null,"",40,20,5,"",16.666666666666668,6,null,"","",20,5,"",16.666666666666668,6,null,"","",20,5,"",16.666666666666668,6,null,"","",20,5,"",16.666666666666668,6,null,"","",20,5,"",16.666666666666668,6,null,"","",20,5,"",16.666666666666668,6,null,"","",20,5,"",16.666666666666668,6,null,"","",20,5,"",16.666666666666668,6,null,"","",20,5,"",16.666666666666668,6,null,"","",20,5,"",16.666666666666668,6,null,"","",20,5,"",16.666666666666668,6,null,"","",20,5,"",16.666666666666668,6,null,"","",20,5,"",16.666666666666668,6,null,"","",20,5,"",16.666666666666668,6]
[null,null,null,null,null,null,null,null,null,null,38,{"$f":"L61","v":""},{"$f":"M38","v":0},5,{"$f":"O61","v":""},{"$f":"P38","v":10},8,"IPE300",null,{"$f":"-$D$14*(C34+C35)/2","v":0},{"$f":"-$D$15*(C34+C35)/2","v":0},{"$f":"-$D$16*(C34+C35)/2","v":0},{"$f":"-$D$18*(C34+C35)/2","v":0},{"$f":"$D$19*(C34+C35)/2","v":0},{"$f":"Y61","v":0},{"$f":"-Y62","v":0},null,{"$f":"IF(AND(G63=\"Yes\",D63<>\"\"),MAX($AB$25:AB61)+4,\"\")","v":""},null,null,null,null,null,null,null,null,null,null,null,null,null,null,null,null,null,null,null,null,null,null,null,null,null,null,null,null,"",{"$f":"BF58","v":0},{"$f":"BG61","v":20},{"$f":"BH61","v":5},{"$f":"BI58","v":8},{"$f":"BL22","v":""},{"$f":"DL25","v":{"$error":"#VALUE!"}},null,"",8,20,5,16,"",{"$error":"#VALUE!"},null,"",16,20,5,24,"",{"$error":"#VALUE!"},null,"",24,20,5,32,"",{"$error":"#VALUE!"},null,"",32,20,5,40,"",{"$error":"#VALUE!"},null,"",40,20,5,"","",{"$error":"#VALUE!"},null,"","",20,5,"","",{"$error":"#VALUE!"},null,"","",20,5,"","",{"$error":"#VALUE!"},null,"","",20,5,"","",{"$error":"#VALUE!"},null,"","",20,5,"","",{"$error":"#VALUE!"},null,"","",20,5,"","",{"$error":"#VALUE!"},null,"","",20,5,"","",{"$error":"#VALUE!"},null,"","",20,5,"","",{"$error":"#VALUE!"},null,"","",20,5,"","",{"$error":"#VALUE!"},null,"","",20,5,"","",{"$error":"#VALUE!"},null,"","",20,5,"","",{"$error":"#VALUE!"},null,"","",20,5,"","",{"$error":"#VALUE!"},null,"","",20,5,"","",{"$error":"#VALUE!"},null,"","",20,5,"","",{"$error":"#VALUE!"}]
[null,null,null,null,null,null,null,null,null,null,39,{"$f":"L61","v":""},{"$f":"M39","v":20},5,{"$f":"O62","v":""},{"$f":"P39","v":10},8,"IPE300",null,{"$f":"T62","v":0},{"$f":"U62","v":0},{"$f":"V62","v":0},{"$f":"-X62","v":0},{"$f":"-W62","v":0},{"$f":"Y62","v":0},{"$f":"Z62","v":0},null,{"$f":"IF(AND(G64=\"Yes\",D64<>\"\"),MAX($AB$25:AB62)+4,\"\")","v":""},null,null,null,null,null,null,null,null,null,null,null,null,null,null,null,null,null,null,null,null,null,null,null,null,null,null,null,null,"",{"$f":"BF62","v":0},{"$f":"BJ62","v":""},{"$f":"BK62","v":{"$error":"#VALUE!"}},{"$f":"BI62","v":8},{"$f":"BG62","v":20},{"$f":"BH62","v":5},null,"",8,"",{"$error":"#VALUE!"},16,20,5,null,"",16,"",{"$error":"#VALUE!"},24,20,5,null,"",24,"",{"$error":"#VALUE!"},32,20,5,null,"",32,"",{"$error":"#VALUE!"},40,20,5,null,"",40,"",{"$error":"#VALUE!"},"",20,5,null,"","","",{"$error":"#VALUE!"},"",20,5,null,"","","",{"$error":"#VALUE!"},"",20,5,null,"","","",{"$error":"#VALUE!"},"",20,5,null,"","","",{"$error":"#VALUE!"},"",20,5,null,"","","",{"$error":"#VALUE!"},"",20,5,null,"","","",{"$error":"#VALUE!"},"",20,5,null,"","","",{"$error":"#VALUE!"},"",20,5,null,"","","",{"$error":"#VALUE!"},"",20,5,null,"","","",{"$error":"#VALUE!"},"",20,5,null,"","","",{"$error":"#VALUE!"},"",20,5,null,"","","",{"$error":"#VALUE!"},"",20,5,null,"","","",{"$error":"#VALUE!"},"",20,5,null,"","","",{"$error":"#VALUE!"},"",20,5]
[null,null,null,null,null,null,null,null,null,null,40,{"$f":"L61","v":""},{"$f":"M40","v":20},0,{"$f":"O63","v":""},{"$f":"P40","v":20},5,"IPE400",null,{"$f":"T61","v":0},{"$f":"U61","v":0},0,{"$f":"-X61","v":0},{"$f":"-W61","v":0},{"$f":"Y61","v":0},0,null,{"$f":"IF(AND(G65=\"Yes\",D65<>\"\"),MAX($AB$25:AB63)+4,\"\")","v":""},null,null,null,null,null,null,null,null,null,null,null,null,null,null,null,null,null,null,null,null,null,null,null,null,null,null,null,null,"",{"$f":"BF60","v":0},{"$f":"BG63","v":""},{"$f":"BH63","v":{"$error":"#VALUE!"}},{"$f":"BI60","v":8},{"$f":"BL23","v":""},{"$f":"DT25","v":""},null,"",8,"",{"$error":"#VALUE!"},16,"","",null,"",16,"",{"$error":"#VALUE!"},24,"","",null,"",24,"",{"$error":"#VALUE!"},32,"","",null,"",32,"",{"$error":"#VALUE!"},40,"","",null,"",40,"",{"$error":"#VALUE!"},"","","",null,"","","",{"$error":"#VALUE!"},"","","",null,"","","",{"$error":"#VALUE!"},"","","",null,"","","",{"$error":"#VALUE!"},"","","",null,"","","",{"$error":"#VALUE!"},"","","",null,"","","",{"$error":"#VALUE!"},"","","",null,"","","",{"$error":"#VALUE!"},"","","",null,"","","",{"$error":"#VALUE!"},"","","",null,"","","",{"$error":"#VALUE!"},"","","",null,"","","",{"$error":"#VALUE!"},"","","",null,"","","",{"$error":"#VALUE!"},"","","",null,"","","",{"$error":"#VALUE!"},"","","",null,"","","",{"$error":"#VALUE!"},"","","",null,"","","",{"$error":"#VALUE!"},"","",""]
[null,null,null,null,null,null,null,null,null,null,41,{"$f":"D35","v":""},{"$f":"M41","v":0},{"$f":"N41","v":0},{"$f":"D35","v":""},{"$f":"P41","v":0},{"$f":"Q41","v":5},{"$f":"R41","v":"IPE400"},null,0,0,0,{"$f":"$D$17*(C35+C36)/2","v":0},{"$f":"-$D$20*(C35+C36)/2","v":0},{"$f":"$D$21*(C35+C36)/2","v":0},{"$f":"-Y65","v":0},null,{"$f":"IF(AND(G66=\"Yes\",D66<>\"\"),MAX($AB$25:AB64)+4,\"\")","v":""},null,null,null,null,null,null,null,null,null,null,null,null,null,null,null,null,null,null,null,null,null,null,null,null,null,null,null,null,"",{"$f":"BF64","v":0},{"$f":"BJ64","v":""},{"$f":"BK64","v":""},{"$f":"BI64","v":8},{"$f":"BG64","v":""},{"$f":"BH64","v":{"$error":"#VALUE!"}},null,"",8,"","",16,"",{"$error":"#VALUE!"},null,"",16,"","",24,"",{"$error":"#VALUE!"},null,"",24,"","",32,"",{"$error":"#VALUE!"},null,"",32,"","",40,"",{"$error":"#VALUE!"},null,"",40,"","","","",{"$error":"#VALUE!"},null,"","","","","","",{"$error":"#VALUE!"},null,"","","","","","",{"$error":"#VALUE!"},null,"","","","","","",{"$error":"#VALUE!"},null,"","","","","","",{"$error":"#VALUE!"},null,"","","","","","",{"$error":"#VALUE!"},null,"","","","","","",{"$error":"#VALUE!"},null,"","","","","","",{"$error":"#VALUE!"},null,"","","","","","",{"$error":"#VALUE!"},null,"","","","","","",{"$error":"#VALUE!"},null,"","","","","","",{"$error":"#VALUE!"},null,"","","","","","",{"$error":"#VALUE!"},null,"","","","","","",{"$error":"#VALUE!"},null,"","","","","","",{"$error":"#VALUE!"}]
[null,null,null,null,null,null,null,null,null,null,42,{"$f":"L65","v":""},{"$f":"M42","v":0},5,{"$f":"O65","v":""},{"$f":"P42","v":10},8,"IPE300",null,{"$f":"-$D$14*(C35+C36)/2","v":0},{"$f":"-$D$15*(C35+C36)/2","v":0},{"$f":"-$D$16*(C35+C36)/2","v":0},{"$f":"-$D$18*(C35+C36)/2","v":0},{"$f":"$D$19*(C35+C36)/2","v":0},{"$f":"Y65","v":0},{"$f":"-Y66","v":0},null,{"$f":"IF(AND(G67=\"Yes\",D67<>\"\"),MAX($AB$25:AB65)+4,\"\")","v":""},null,null,null,null,null,null,null,null,null,null,null,null,null,null,null,null,null,null,null,null,null,null,null,null,null,null,null,null,"",{"$f":"BF62","v":0},{"$f":"BG65","v":""},{"$f":"BH65","v":""},{"$f":"BI62","v":8},{"$f":"BL24","v":""},{"$f":"EE25","v":""},null,"",8,"","",16,"","",null,"",16,"","",24,"","",null,"",24,"","",32,"","",null,"",32,"","",40,"","",null,"",40,"","","","","",null,"","","","","","","",null,"","","","","","","",null,"","","","","","","",null,"","","","","","","",null,"","","","","","","",null,"","","","","","","",null,"","","","","","","",null,"","","","","","","",null,"","","","","","","",null,"","","","","","","",null,"","","","","","","",null,"","","","","","","",null,"","","","","","",""]
[null,null,null,null,null,null,null,null,null,null,43,{"$f":"L65","v":""},{"$f":"M43","v":20},5,{"$f":"O66","v":""},{"$f":"P43","v":10},8,"IPE300",null,{"$f":"T66","v":0},{"$f":"U66","v":0},{"$f":"V66","v":0},{"$f":"-X66","v":0},{"$f":"-W66","v":0},{"$f":"Y66","v":0},{"$f":"Z66","v":0},null,{"$f":"IF(AND(G68=\"Yes\",D68<>\"\"),MAX($AB$25:AB66)+4,\"\")","v":""},null,null,null,null,null,null,null,null,null,null,null,null,null,null,null,null,null,null,null,null,null,null,null,null,null,null,null,null,"",{"$f":"BF66","v":0},{"$f":"BJ66","v":""},{"$f":"BK66","v":""},{"$f":"BI66","v":8},{"$f":"BG66","v":""},{"$f":"BH66","v":""},null,"",8,"","",16,"","",null,"",16,"","",24,"","",null,"",24,"","",32,"","",null,"",32,"","",40,"","",null,"",40,"","","","","",null,"","","","","","","",null,"","","","","","","",null,"","","","","","","",null,"","","","","","","",null,"","","","","","","",null,"","","","","","","",null,"","","","","","","",null,"","","","","","","",null,"","","","","","","",null,"","","","","","","",null,"","","","","","","",null,"","","","","","","",null,"","","","","","",""]
[null,null,null,null,null,null,null,null,null,null,44,{"$f":"L65","v":""},{"$f":"M44","v":20},0,{"$f":"O67","v":""},{"$f":"P44","v":20},5,"IPE400",null,{"$f":"T65","v":0},{"$f":"U65","v":0},0,{"$f":"-X65","v":0},{"$f":"-W65","v":0},{"$f":"Y65","v":0},0,null,{"$f":"IF(AND(G69=\"Yes\",D69<>\"\"),MAX($AB$25:AB67)+4,\"\")","v":""},null,null,null,null,null,null,null,null,null,null,null,null,null,null,null,null,null,null,null,null,null,null,null,null,null,null,null,null,"",{"$f":"BF64","v":0},{"$f":"BG67","v":""},{"$f":"BH67","v":""},{"$f":"BI64","v":8},{"$f":"BL25","v":""},{"$f":"EM25","v":""},null,"",8,"","",16,"","",null,"",16,"","",24,"","",null,"",24,"","",32,"","",null,"",32,"","",40,"","",null,"",40,"","","","","",null,"","","","","","","",null,"","","","","","","",null,"","","","","","","",null,"","","","","","","",null,"","","","","","","",null,"","","","","","","",null,"","","","","","","",null,"","","","","","","",null,"","","","","","","",null,"","","","","","","",null,"","","","","","","",null,"","","","","","","",null,"","","","","","",""]
[null,null,null,null,null,null,null,null,null,null,45,{"$f":"D36","v":""},{"$f":"M45","v":0},{"$f":"N45","v":0},{"$f":"D36","v":""},{"$f":"P45","v":0},{"$f":"Q45","v":5},{"$f":"R45","v":"IPE400"},null,0,0,0,{"$f":"$D$17*(C36+C37)/2","v":0},{"$f":"-$D$20*(C36+C37)/2","v":0},{"$f":"$D$21*(C36+C37)/2","v":0},{"$f":"-Y69","v":0},null,{"$f":"IF(AND(G70=\"Yes\",D70<>\"\"),MAX($AB$25:AB68)+4,\"\")","v":""},null,null,null,null,null,null,null,null,null,null,null,null,null,null,null,null,null,null,null,null,null,null,null,null,null,null,null,null,"",{"$f":"BF68","v":0},{"$f":"BJ68","v":""},{"$f":"BK68","v":""},{"$f":"BI68","v":8},{"$f":"BG68","v":""},{"$f":"BH68","v":""},null,"",8,"","",16,"","",null,"",16,"","",24,"","",null,"",24,"","",32,"","",null,"",32,"","",40,"","",null,"",40,"","","","","",null,"","","","","","","",null,"","","","","","","",null,"","","","","","","",null,"","","","","","","",null,"","","","","","","",null,"","","","","","","",null,"","","","","","","",null,"","","","","","","",null,"","","","","","","",null,"","","","","","","",null,"","","","","","","",null,"","","","","","","",null,"","","","","","",""]
[null,null,null,null,null,null,null,null,null,null,46,{"$f":"L69","v":""},{"$f":"M46","v":0},5,{"$f":"O69","v":""},{"$f":"P46","v":10},8,"IPE300",null,{"$f":"-$D$14*(C36+C37)/2","v":0},{"$f":"-$D$15*(C36+C37)/2","v":0},{"$f":"-$D$16*(C36+C37)/2","v":0},{"$f":"-$D$18*(C36+C37)/2","v":0},{"$f":"$D$19*(C36+C37)/2","v":0},{"$f":"Y69","v":0},{"$f":"-Y70","v":0},null,{"$f":"IF(AND(G71=\"Yes\",D71<>\"\"),MAX($AB$25:AB69)+4,\"\")","v":""},null,null,null,null,null,null,null,null,null,null,null,null,null,null,null,null,null,null,null,null,null,null,null,null,null,null,null,null,"",{"$f":"BF66","v":0},{"$f":"BG69","v":""},{"$f":"BH69","v":""},{"$f":"BI66","v":8},{"$f":"BL26","v":""},{"$f":"EU25","v":""},null,"",8,"","",16,"","",null,"",16,"","",24,"","",null,"",24,"","",32,"","",null,"",32,"","",40,"","",null,"",40,"","","","","",null,"","","","","","","",null,"","","","","","","",null,"","","","","","","",null,"","","","","","","",null,"","","","","","","",null,"","","","","","","",null,"","","","","","","",null,"","","","","","","",null,"","","","","","","",null,"","","","","","","",null,"","","","","","","",null,"","","","","","","",null,"","","","","","",""]
[null,null,null,null,null,null,null,null,null,null,47,{"$f":"L69","v":""},{"$f":"M47","v":20},5,{"$f":"O70","v":""},{"$f":"P47","v":10},8,"IPE300",null,{"$f":"T70","v":0},{"$f":"U70","v":0},{"$f":"V70","v":0},{"$f":"-X70","v":0},{"$f":"-W70","v":0},{"$f":"Y70","v":0},{"$f":"Z70","v":0},null,{"$f":"IF(AND(G72=\"Yes\",D72<>\"\"),MAX($AB$25:AB70)+4,\"\")","v":""},null,null,null,null,null,null,null,null,null,null,null,null,null,null,null,null,null,null,null,null,null,null,null,null,null,null,null,null,"",{"$f":"BF70","v":0},{"$f":"BJ70","v":""},{"$f":"BK70","v":""},{"$f":"BI70","v":8},{"$f":"BG70","v":""},{"$f":"BH70","v":""},null,"",8,"","",16,"","",null,"",16,"","",24,"","",null,"",24,"","",32,"","",null,"",32,"","",40,"","",null,"",40,"","","","","",null,"","","","","","","",null,"","","","","","","",null,"","","","","","","",null,"","","","","","","",null,"","","","","","","",null,"","","","","","","",null,"","","","","","","",null,"","","","","","","",null,"","","","","","","",null,"","","","","","","",null,"","","","","","","",null,"","","","","","","",null,"","","","","","",""]
[null,null,null,null,null,null,null,null,null,null,48,{"$f":"L69","v":""},{"$f":"M48","v":20},0,{"$f":"O71","v":""},{"$f":"P48","v":20},5,"IPE400",null,{"$f":"T69","v":0},{"$f":"U69","v":0},0,{"$f":"-X69","v":0},{"$f":"-W69","v":0},{"$f":"Y69","v":0},0,null,{"$f":"IF(AND(G73=\"Yes\",D73<>\"\"),MAX($AB$25:AB71)+4,\"\")","v":""},null,null,null,null,null,null,null,null,null,null,null,null,null,null,null,null,null,null,null,null,null,null,null,null,null,null,null,null,"",{"$f":"BF68","v":0},{"$f":"BG71","v":""},{"$f":"BH71","v":""},{"$f":"BI68","v":8},{"$f":"BL27","v":""},{"$f":"FC25","v":""},null,"",8,"","",16,"","",null,"",16,"","",24,"","",null,"",24,"","",32,"","",null,"",32,"","",40,"","",null,"",40,"","","","","",null,"","","","","","","",null,"","","","","","","",null,"","","","","","","",null,"","","","","","","",null,"","","","","","","",null,"","","","","","","",null,"","","","","","","",null,"","","","","","","",null,"","","","","","","",null,"","","","","","","",null,"","","","","","","",null,"","","","","","","",null,"","","","","","",""]
[null,null,null,null,null,null,null,null,null,null,49,{"$f":"D37","v":""},{"$f":"M49","v":0},{"$f":"N49","v":0},{"$f":"D37","v":""},{"$f":"P49","v":0},{"$f":"Q49","v":5},{"$f":"R49","v":"IPE400"},null,0,0,0,{"$f":"$D$17*(C37+C38)/2","v":0},{"$f":"-$D$20*(C37+C38)/2","v":0},{"$f":"$D$21*(C37+C38)/2","v":0},{"$f":"-Y73","v":0},null,{"$f":"IF(AND(G74=\"Yes\",D74<>\"\"),MAX($AB$25:AB72)+4,\"\")","v":""},null,null,null,null,null,null,null,null,null,null,null,null,null,null,null,null,null,null,null,null,null,null,null,null,null,null,null,null,"",{"$f":"BF72","v":0},{"$f":"BJ72","v":""},{"$f":"BK72","v":""},{"$f":"BI72","v":8},{"$f":"BG72","v":""},{"$f":"BH72","v":""},null,"",8,"","",16,"","",null,"",16,"","",24,"","",null,"",24,"","",32,"","",null,"",32,"","",40,"","",null,"",40,"","","","","",null,"","","","","","","",null,"","","","","","","",null,"","","","","","","",null,"","","","","","","",null,"","","","","","","",null,"","","","","","","",null,"","","","","","","",null,"","","","","","","",null,"","","","","","","",null,"","","","","","","",null,"","","","","","","",null,"","","","","","","",null,"","","","","","",""]
[null,null,null,null,null,null,null,null,null,null,50,{"$f":"L73","v":""},{"$f":"M50","v":0},5,{"$f":"O73","v":""},{"$f":"P50","v":10},8,"IPE300",null,{"$f":"-$D$14*(C37+C38)/2","v":0},{"$f":"-$D$15*(C37+C38)/2","v":0},{"$f":"-$D$16*(C37+C38)/2","v":0},{"$f":"-$D$18*(C37+C38)/2","v":0},{"$f":"$D$19*(C37+C38)/2","v":0},{"$f":"Y73","v":0},{"$f":"-Y74","v":0},null,{"$f":"IF(AND(G75=\"Yes\",D75<>\"\"),MAX($AB$25:AB73)+4,\"\")","v":""},null,null,null,null,null,null,null,null,null,null,null,null,null,null,null,null,null,null,null,null,null,null,null,null,null,null,null,null,"",{"$f":"BF70","v":0},{"$f":"BG73","v":""},{"$f":"BH73","v":""},{"$f":"BI70","v":8},{"$f":"BL28","v":""},{"$f":"FK25","v":""},null,"",8,"","",16,"","",null,"",16,"","",24,"","",null,"",24,"","",32,"","",null,"",32,"","",40,"","",null,"",40,"","","","","",null,"","","","","","","",null,"","","","","","","",null,"","","","","","","",null,"","","","","","","",null,"","","","","","","",null,"","","","","","","",null,"","","","","","","",null,"","","","","","","",null,"","","","","","","",null,"","","","","","","",null,"","","","","","","",null,"","","","","","","",null,"","","","","","",""]
[null,null,null,null,null,null,null,null,null,null,51,{"$f":"L73","v":""},{"$f":"M51","v":20},5,{"$f":"O74","v":""},{"$f":"P51","v":10},8,"IPE300",null,{"$f":"T74","v":0},{"$f":"U74","v":0},{"$f":"V74","v":0},{"$f":"-X74","v":0},{"$f":"-W74","v":0},{"$f":"Y74","v":0},{"$f":"Z74","v":0},null,{"$f":"IF(AND(G76=\"Yes\",D76<>\"\"),MAX($AB$25:AB74)+4,\"\")","v":""},null,null,null,null,null,null,null,null,null,null,null,null,null,null,null,null,null,null,null,null,null,null,null,null,null,null,null,null,"",{"$f":"BF74","v":0},{"$f":"BJ74","v":""},{"$f":"BK74","v":""},{"$f":"BI74","v":8},{"$f":"BG74","v":""},{"$f":"BH74","v":""},null,"",8,"","",16,"","",null,"",16,"","",24,"","",null,"",24,"","",32,"","",null,"",32,"","",40,"","",null,"",40,"","","","","",null,"","","","","","","",null,"","","","","","","",null,"","","","","","","",null,"","","","","","","",null,"","","","","","","",null,"","","","","","","",null,"","","","","","","",null,"","","","","","","",null,"","","","","","","",null,"","","","","","","",null,"","","","","","","",null,"","","","","","","",null,"","","","","","",""]
[null,null,null,null,null,null,null,null,null,null,52,{"$f":"L73","v":""},{"$f":"M52","v":20},0,{"$f":"O75","v":""},{"$f":"P52","v":20},5,"IPE400",null,{"$f":"T73","v":0},{"$f":"U73","v":0},0,{"$f":"-X73","v":0},{"$f":"-W73","v":0},{"$f":"Y73","v":0},0,null,{"$f":"IF(AND(G77=\"Yes\",D77<>\"\"),MAX($AB$25:AB75)+4,\"\")","v":""},null,null,null,null,null,null,null,null,null,null,null,null,null,null,null,null,null,null,null,null,null,null,null,null,null,null,null,null,"",{"$f":"BF72","v":0},{"$f":"BG75","v":""},{"$f":"BH75","v":""},{"$f":"BI72","v":8},{"$f":"BL29","v":""},{"$f":"FS25","v":""},null,"",8,"","",16,"","",null,"",16,"","",24,"","",null,"",24,"","",32,"","",null,"",32,"","",40,"","",null,"",40,"","","","","",null,"","","","","","","",null,"","","","","","","",null,"","","","","","","",null,"","","","","","","",null,"","","","","","","",null,"","","","","","","",null,"","","","","","","",null,"","","","","","","",null,"","","","","","","",null,"","","","","","","",null,"","","","","","","",null,"","","","","","","",null,"","","","","","",""]
[null,null,null,null,null,null,null,null,null,null,53,{"$f":"D38","v":""},{"$f":"M53","v":0},{"$f":"N53","v":0},{"$f":"D38","v":""},{"$f":"P53","v":0},{"$f":"Q53","v":5},{"$f":"R53","v":"IPE400"},null,0,0,0,{"$f":"$D$17*(C38+C39)/2","v":0},{"$f":"-$D$20*(C38+C39)/2","v":0},{"$f":"$D$21*(C38+C39)/2","v":0},{"$f":"-Y77","v":0},null,{"$f":"IF(AND(G78=\"Yes\",D78<>\"\"),MAX($AB$25:AB76)+4,\"\")","v":""},null,null,null,null,null,null,null,null,null,null,null,null,null,null,null,null,null,null,null,null,null,null,null,null,null,null,null,null,"",{"$f":"BF76","v":0},{"$f":"BJ76","v":""},{"$f":"BK76","v":""},{"$f":"BI76","v":8},{"$f":"BG76","v":""},{"$f":"BH76","v":""},null,"",8,"","",16,"","",null,"",16,"","",24,"","",null,"",24,"","",32,"","",null,"",32,"","",40,"","",null,"",40,"","","","","",null,"","","","","","","",null,"","","","","","","",null,"","","","","","","",null,"","","","","","","",null,"","","","","","","",null,"","","","","","","",null,"","","","","","","",null,"","","","","","","",null,"","","","","","","",null,"","","","","","","",null,"","","","","","","",null,"","","","","","","",null,"","","","","","",""]
[null,null,null,null,null,null,null,null,null,null,54,{"$f":"L77","v":""},{"$f":"M54","v":0},5,{"$f":"O77","v":""},{"$f":"P54","v":10},8,"IPE300",null,{"$f":"-$D$14*(C38+C39)/2","v":0},{"$f":"-$D$15*(C38+C39)/2","v":0},{"$f":"-$D$16*(C38+C39)/2","v":0},{"$f":"-$D$18*(C38+C39)/2","v":0},{"$f":"$D$19*(C38+C39)/2","v":0},{"$f":"Y77","v":0},{"$f":"-Y78","v":0},null,{"$f":"IF(AND(G79=\"Yes\",D79<>\"\"),MAX($AB$25:AB77)+4,\"\")","v":""},null,null,null,null,null,null,null,null,null,null,null,null,null,null,null,null,null,null,null,null,null,null,null,null,null,null,null,null,"",{"$f":"BF74","v":0},{"$f":"BG77","v":""},{"$f":"BH77","v":""},{"$f":"BI74","v":8},{"$f":"BL30","v":""},{"$f":"GA25","v":""},null,"",8,"","",16,"","",null,"",16,"","",24,"","",null,"",24,"","",32,"","",null,"",32,"","",40,"","",null,"",40,"","","","","",null,"","","","","","","",null,"","","","","","","",null,"","","","","","","",null,"","","","","","","",null,"","","","","","","",null,"","","","","","","",null,"","","","","","","",null,"","","","","","","",null,"","","","","","","",null,"","","","","","","",null,"","","","","","","",null,"","","","","","","",null,"","","","","","",""]
[null,null,null,null,null,null,null,null,null,null,55,{"$f":"L77","v":""},{"$f":"M55","v":20},5,{"$f":"O78","v":""},{"$f":"P55","v":10},8,"IPE300",null,{"$f":"T78","v":0},{"$f":"U78","v":0},{"$f":"V78","v":0},{"$f":"-X78","v":0},{"$f":"-W78","v":0},{"$f":"Y78","v":0},{"$f":"Z78","v":0},null,{"$f":"IF(AND(G80=\"Yes\",D80<>\"\"),MAX($AB$25:AB78)+4,\"\")","v":""},null,null,null,null,null,null,null,null,null,null,null,null,null,null,null,null,null,null,null,null,null,null,null,null,null,null,null,null,"",{"$f":"BF78","v":0},{"$f":"BJ78","v":""},{"$f":"BK78","v":""},{"$f":"BI78","v":8},{"$f":"BG78","v":""},{"$f":"BH78","v":""},null,"",8,"","",16,"","",null,"",16,"","",24,"","",null,"",24,"","",32,"","",null,"",32,"","",40,"","",null,"",40,"","","","","",null,"","","","","","","",null,"","","","","","","",null,"","","","","","","",null,"","","","","","","",null,"","","","","","","",null,"","","","","","","",null,"","","","","","","",null,"","","","","","","",null,"","","","","","","",null,"","","","","","","",null,"","","","","","","",null,"","","","","","","",null,"","","","","","",""]
[null,null,null,null,null,null,null,null,null,null,56,{"$f":"L77","v":""},{"$f":"M56","v":20},0,{"$f":"O79","v":""},{"$f":"P56","v":20},5,"IPE400",null,{"$f":"T77","v":0},{"$f":"U77","v":0},0,{"$f":"-X77","v":0},{"$f":"-W77","v":0},{"$f":"Y77","v":0},0,null,{"$f":"IF(AND(G81=\"Yes\",D81<>\"\"),MAX($AB$25:AB79)+4,\"\")","v":""},null,null,null,null,null,null,null,null,null,null,null,null,null,null,null,null,null,null,null,null,null,null,null,null,null,null,null,null,"",{"$f":"BF76","v":0},{"$f":"BG79","v":""},{"$f":"BH79","v":""},{"$f":"BI76","v":8},{"$f":"BL31","v":""},{"$f":"GI25","v":""},null,"",8,"","",16,"","",null,"",16,"","",24,"","",null,"",24,"","",32,"","",null,"",32,"","",40,"","",null,"",40,"","","","","",null,"","","","","","","",null,"","","","","","","",null,"","","","","","","",null,"","","","","","","",null,"","","","","","","",null,"","","","","","","",null,"","","","","","","",null,"","","","","","","",null,"","","","","","","",null,"","","","","","","",null,"","","","","","","",null,"","","","","","","",null,"","","","","","",""]
[null,null,null,null,null,null,null,null,null,null,57,{"$f":"D39","v":""},{"$f":"M57","v":0},{"$f":"N57","v":0},{"$f":"D39","v":""},{"$f":"P57","v":0},{"$f":"Q57","v":5},{"$f":"R57","v":"IPE400"},null,0,0,0,{"$f":"$D$17*(C39+C40)/2","v":0},{"$f":"-$D$20*(C39+C40)/2","v":0},{"$f":"$D$21*(C39+C40)/2","v":0},{"$f":"-Y81","v":0},null,{"$f":"IF(AND(G82=\"Yes\",D82<>\"\"),MAX($AB$25:AB80)+4,\"\")","v":""},null,null,null,null,null,null,null,null,null,null,null,null,null,null,null,null,null,null,null,null,null,null,null,null,null,null,null,null,"",{"$f":"BF80","v":0},{"$f":"BJ80","v":""},{"$f":"BK80","v":""},{"$f":"BI80","v":8},{"$f":"BG80","v":""},{"$f":"BH80","v":""},null,"",8,"","",16,"","",null,"",16,"","",24,"","",null,"",24,"","",32,"","",null,"",32,"","",40,"","",null,"",40,"","","","","",null,"","","","","","","",null,"","","","","","","",null,"","","","","","","",null,"","","","","","","",null,"","","","","","","",null,"","","","","","","",null,"","","","","","","",null,"","","","","","","",null,"","","","","","","",null,"","","","","","","",null,"","","","","","","",null,"","","","","","","",null,"","","","","","",""]
[null,null,null,null,null,null,null,null,null,null,58,{"$f":"L81","v":""},{"$f":"M58","v":0},5,{"$f":"O81","v":""},{"$f":"P58","v":10},8,"IPE300",null,{"$f":"-$D$14*(C39+C40)/2","v":0},{"$f":"-$D$15*(C39+C40)/2","v":0},{"$f":"-$D$16*(C39+C40)/2","v":0},{"$f":"-$D$18*(C39+C40)/2","v":0},{"$f":"$D$19*(C39+C40)/2","v":0},{"$f":"Y81","v":0},{"$f":"-Y82","v":0},null,{"$f":"IF(AND(G83=\"Yes\",D83<>\"\"),MAX($AB$25:AB81)+4,\"\")","v":""},null,null,null,null,null,null,null,null,null,null,null,null,null,null,null,null,null,null,null,null,null,null,null,null,null,null,null,null,"",{"$f":"BF78","v":0},{"$f":"BG81","v":""},{"$f":"BH81","v":""},{"$f":"BI78","v":8},{"$f":"BL32","v":""},{"$f":"GQ25","v":""},null,"",8,"","",16,"","",null,"",16,"","",24,"","",null,"",24,"","",32,"","",null,"",32,"","",40,"","",null,"",40,"","","","","",null,"","","","","","","",null,"","","","","","","",null,"","","","","","","",null,"","","","","","","",null,"","","","","","","",null,"","","","","","","",null,"","","","","","","",null,"","","","","","","",null,"","","","","","","",null,"","","","","","","",null,"","","","","","","",null,"","","","","","","",null,"","","","","","",""]
[null,null,null,null,null,null,null,null,null,null,59,{"$f":"L81","v":""},{"$f":"M59","v":20},5,{"$f":"O82","v":""},{"$f":"P59","v":10},8,"IPE300",null,{"$f":"T82","v":0},{"$f":"U82","v":0},{"$f":"V82","v":0},{"$f":"-X82","v":0},{"$f":"-W82","v":0},{"$f":"Y82","v":0},{"$f":"Z82","v":0},null,{"$f":"IF(AND(G84=\"Yes\",D84<>\"\"),MAX($AB$25:AB82)+4,\"\")","v":""},null,null,null,null,null,null,null,null,null,null,null,null,null,null,null,null,null,null,null,null,null,null,null,null,null,null,null,null,"",{"$f":"BF82","v":0},{"$f":"BJ82","v":""},{"$f":"BK82","v":""},{"$f":"BI82","v":8},{"$f":"BG82","v":""},{"$f":"BH82","v":""},null,"",8,"","",16,"","",null,"",16,"","",24,"","",null,"",24,"","",32,"","",null,"",32,"","",40,"","",null,"",40,"","","","","",null,"","","","","","","",null,"","","","","","","",null,"","","","","","","",null,"","","","","","","",null,"","","","","","","",null,"","","","","","","",null,"","","","","","","",null,"","","","","","","",null,"","","","","","","",null,"","","","","","","",null,"","","","","","","",null,"","","","","","","",null,"","","","","","",""]
[null,null,null,null,null,null,null,null,null,null,60,{"$f":"L81","v":""},{"$f":"M60","v":20},0,{"$f":"O83","v":""},{"$f":"P60","v":20},5,"IPE400",null,{"$f":"T81","v":0},{"$f":"U81","v":0},0,{"$f":"-X81","v":0},{"$f":"-W81","v":0},{"$f":"Y81","v":0},0,null,{"$f":"IF(AND(G85=\"Yes\",D85<>\"\"),MAX($AB$25:AB83)+4,\"\")","v":""},null,null,null,null,null,null,null,null,null,null,null,null,null,null,null,null,null,null,null,null,null,null,null,null,null,null,null,null,"",{"$f":"BF80","v":0},{"$f":"BG83","v":""},{"$f":"BH83","v":""},{"$f":"BI80","v":8},{"$f":"BL33","v":""},{"$f":"GY25","v":""},null,"",8,"","",16,"","",null,"",16,"","",24,"","",null,"",24,"","",32,"","",null,"",32,"","",40,"","",null,"",40,"","","","","",null,"","","","","","","",null,"","","","","","","",null,"","","","","","","",null,"","","","","","","",null,"","","","","","","",null,"","","","","","","",null,"","","","","","","",null,"","","","","","","",null,"","","","","","","",null,"","","","","","","",null,"","","","","","","",null,"","","","","","","",null,"","","","","","",""]
[null,null,null,null,null,null,null,null,null,null,61,{"$f":"D40","v":""},{"$f":"M61","v":0},{"$f":"N61","v":0},{"$f":"D40","v":""},{"$f":"P61","v":0},{"$f":"Q61","v":5},{"$f":"R61","v":"IPE400"},null,0,0,0,{"$f":"$D$17*(C40+C41)/2","v":0},{"$f":"-$D$20*(C40+C41)/2","v":0},{"$f":"$D$21*(C40+C41)/2","v":0},{"$f":"-Y85","v":0},null,{"$f":"IF(AND(G86=\"Yes\",D86<>\"\"),MAX($AB$25:AB84)+4,\"\")","v":""},null,null,null,null,null,null,null,null,null,null,null,null,null,null,null,null,null,null,null,null,null,null,null,null,null,null,null,null,"",{"$f":"BF84","v":0},{"$f":"BJ84","v":""},{"$f":"BK84","v":""},{"$f":"BI84","v":8},{"$f":"BG84","v":""},{"$f":"BH84","v":""},null,"",8,"","",16,"","",null,"",16,"","",24,"","",null,"",24,"","",32,"","",null,"",32,"","",40,"","",null,"",40,"","","","","",null,"","","","","","","",null,"","","","","","","",null,"","","","","","","",null,"","","","","","","",null,"","","","","","","",null,"","","","","","","",null,"","","","","","","",null,"","","","","","","",null,"","","","","","","",null,"","","","","","","",null,"","","","","","","",null,"","","","","","","",null,"","","","","","",""]
[null,null,null,null,null,null,null,null,null,null,62,{"$f":"L85","v":""},{"$f":"M62","v":0},5,{"$f":"O85","v":""},{"$f":"P62","v":10},8,"IPE300",null,{"$f":"-$D$14*(C40+C41)/2","v":0},{"$f":"-$D$15*(C40+C41)/2","v":0},{"$f":"-$D$16*(C40+C41)/2","v":0},{"$f":"-$D$18*(C40+C41)/2","v":0},{"$f":"$D$19*(C40+C41)/2","v":0},{"$f":"Y85","v":0},{"$f":"-Y86","v":0},null,{"$f":"IF(AND(G87=\"Yes\",D87<>\"\"),MAX($AB$25:AB85)+4,\"\")","v":""},null,null,null,null,null,null,null,null,null,null,null,null,null,null,null,null,null,null,null,null,null,null,null,null,null,null,null,null,"",{"$f":"BF82","v":0},{"$f":"BG85","v":""},{"$f":"BH85","v":""},{"$f":"BI82","v":8},{"$f":"BL34","v":0},{"$f":"HG25","v":""},null,"",8,"","",16,0,"",null,"",16,"","",24,0,"",null,"",24,"","",32,0,"",null,"",32,"","",40,0,"",null,"",40,"","","",0,"",null,"","","","","",0,"",null,"","","","","",0,"",null,"","","","","",0,"",null,"","","","","",0,"",null,"","","","","",0,"",null,"","","","","",0,"",null,"","","","","",0,"",null,"","","","","",0,"",null,"","","","","",0,"",null,"",{"$f":"FV85","v":""},"","",{"$f":"FY85","v":""},0,"",null,"","","","","",0,"",null,"","","","","",0,"",null,"","","","","",0,""]
[null,null,null,null,null,null,null,null,null,null,63,{"$f":"L85","v":""},{"$f":"M63","v":20},5,{"$f":"O86","v":""},{"$f":"P63","v":10},8,"IPE300",null,{"$f":"T86","v":0},{"$f":"U86","v":0},{"$f":"V86","v":0},{"$f":"-X86","v":0},{"$f":"-W86","v":0},{"$f":"Y86","v":0},{"$f":"Z86","v":0},null,{"$f":"IF(AND(G88=\"Yes\",D88<>\"\"),MAX($AB$25:AB86)+4,\"\")","v":""},null,null,null,null,null,null,null,null,null,null,null,null,null,null,null,null,null,null,null,null,null,null,null,null,null,null,null,null,"",{"$f":"BF86","v":0},{"$f":"BJ86","v":0},{"$f":"BK86","v":""},{"$f":"BI86","v":8},{"$f":"BG86","v":""},{"$f":"BH86","v":""},null,"",8,0,"",16,"","",null,"",16,0,"",24,"","",null,"",24,0,"",32,"","",null,"",32,0,"",40,"","",null,"",40,0,"","","","",null,"","",0,"","","","",null,"","",0,"","","","",null,"","",0,"","","","",null,"","",0,"","","","",null,"","",0,"","","","",null,"","",0,"","","","",null,"","",0,"","","","",null,"","",0,"","","","",null,"","",0,"","","","",null,"",{"$f":"FV86","v":""},0,"",{"$f":"FY86","v":""},{"$f":"FR87","v":""},{"$f":"FS87","v":""},null,"","",0,"","","","",null,"","",0,"","","","",null,"","",0,"","","",""]
[null,null,null,null,null,null,null,null,null,null,64,{"$f":"L85","v":""},{"$f":"M64","v":20},0,{"$f":"O87","v":""},{"$f":"P64","v":20},5,"IPE400",null,{"$f":"T85","v":0},{"$f":"U85","v":0},0,{"$f":"-X85","v":0},{"$f":"-W85","v":0},{"$f":"Y85","v":0},0,null,{"$f":"IF(AND(G89=\"Yes\",D89<>\"\"),MAX($AB$25:AB87)+4,\"\")","v":""}]
[null,null,null,null,null,null,null,null,null,null,65,{"$f":"D41","v":""},{"$f":"M65","v":0},{"$f":"N65","v":0},{"$f":"D41","v":""},{"$f":"P65","v":0},{"$f":"Q65","v":5},{"$f":"R65","v":"IPE400"},null,0,0,0,{"$f":"$D$17*(C41+C42)/2","v":0},{"$f":"-$D$20*(C41+C42)/2","v":0},{"$f":"$D$21*(C41+C42)/2","v":0},{"$f":"-Y89","v":0},null,{"$f":"IF(AND(G90=\"Yes\",D90<>\"\"),MAX($AB$25:AB88)+4,\"\")","v":""}]
[null,null,null,null,null,null,null,null,null,null,66,{"$f":"L89","v":""},{"$f":"M66","v":0},5,{"$f":"O89","v":""},{"$f":"P66","v":10},8,"IPE300",null,{"$f":"-$D$14*(C41+C42)/2","v":0},{"$f":"-$D$15*(C41+C42)/2","v":0},{"$f":"-$D$16*(C41+C42)/2","v":0},{"$f":"-$D$18*(C41+C42)/2","v":0},{"$f":"$D$19*(C41+C42)/2","v":0},{"$f":"Y89","v":0},{"$f":"-Y90","v":0},null,{"$f":"IF(AND(G91=\"Yes\",D91<>\"\"),MAX($AB$25:AB89)+4,\"\")","v":""}]
[null,null,null,null,null,null,null,null,null,null,67,{"$f":"L89","v":""},{"$f":"M67","v":20},5,{"$f":"O90","v":""},{"$f":"P67","v":10},8,"IPE300",null,{"$f":"T90","v":0},{"$f":"U90","v":0},{"$f":"V90","v":0},{"$f":"-X90","v":0},{"$f":"-W90","v":0},{"$f":"Y90","v":0},{"$f":"Z90","v":0},null,{"$f":"IF(AND(G92=\"Yes\",D92<>\"\"),MAX($AB$25:AB90)+4,\"\")","v":""}]
[null,null,null,null,null,null,null,null,null,null,68,{"$f":"L89","v":""},{"$f":"M68","v":20},0,{"$f":"O91","v":""},{"$f":"P68","v":20},5,"IPE400",null,{"$f":"T89","v":0},{"$f":"U89","v":0},0,{"$f":"-X89","v":0},{"$f":"-W89","v":0},{"$f":"Y89","v":0},0,null,{"$f":"IF(AND(G93=\"Yes\",D93<>\"\"),MAX($AB$25:AB91)+4,\"\")","v":""}]
[null,null,null,null,null,null,null,null,null,null,69,{"$f":"D42","v":""},{"$f":"M69","v":0},{"$f":"N69","v":0},{"$f":"D42","v":""},{"$f":"P69","v":0},{"$f":"Q69","v":5},{"$f":"R69","v":"IPE400"},null,0,0,0,{"$f":"$D$17*(C42+C43)/2","v":0},{"$f":"-$D$20*(C42+C43)/2","v":0},{"$f":"$D$21*(C42+C43)/2","v":0},{"$f":"-Y93","v":0},null,{"$f":"IF(AND(G94=\"Yes\",D94<>\"\"),MAX($AB$25:AB92)+4,\"\")","v":""}]
[null,null,null,null,null,null,null,null,null,null,70,{"$f":"L93","v":""},{"$f":"M70","v":0},5,{"$f":"O93","v":""},{"$f":"P70","v":10},8,"IPE300",null,{"$f":"-$D$14*(C42+C43)/2","v":0},{"$f":"-$D$15*(C42+C43)/2","v":0},{"$f":"-$D$16*(C42+C43)/2","v":0},{"$f":"-$D$18*(C42+C43)/2","v":0},{"$f":"$D$19*(C42+C43)/2","v":0},{"$f":"Y93","v":0},{"$f":"-Y94","v":0},null,{"$f":"IF(AND(G95=\"Yes\",D95<>\"\"),MAX($AB$25:AB93)+4,\"\")","v":""}]
[null,null,null,null,null,null,null,null,null,null,71,{"$f":"L93","v":""},{"$f":"M71","v":20},5,{"$f":"O94","v":""},{"$f":"P71","v":10},8,"IPE300",null,{"$f":"T94","v":0},{"$f":"U94","v":0},{"$f":"V94","v":0},{"$f":"-X94","v":0},{"$f":"-W94","v":0},{"$f":"Y94","v":0},{"$f":"Z94","v":0},null,{"$f":"IF(AND(G96=\"Yes\",D96<>\"\"),MAX($AB$25:AB94)+4,\"\")","v":""}]
[null,null,null,null,null,null,null,null,null,null,72,{"$f":"L93","v":""},{"$f":"M72","v":20},0,{"$f":"O95","v":""},{"$f":"P72","v":20},5,"IPE400",null,{"$f":"T93","v":0},{"$f":"U93","v":0},0,{"$f":"-X93","v":0},{"$f":"-W93","v":0},{"$f":"Y93","v":0},0,null,{"$f":"IF(AND(G97=\"Yes\",D97<>\"\"),MAX($AB$25:AB95)+4,\"\")","v":""}]
[null,null,null,null,null,null,null,null,null,null,73,{"$f":"D43","v":""},{"$f":"M73","v":0},{"$f":"N73","v":0},{"$f":"D43","v":""},{"$f":"P73","v":0},{"$f":"Q73","v":5},{"$f":"R73","v":"IPE400"},null,0,0,0,{"$f":"$D$17*(C43+C44)/2","v":0},{"$f":"-$D$20*(C43+C44)/2","v":0},{"$f":"$D$21*(C43+C44)/2","v":0},{"$f":"-Y97","v":0},null,{"$f":"IF(AND(G98=\"Yes\",D98<>\"\"),MAX($AB$25:AB96)+4,\"\")","v":""}]
[null,null,null,null,null,null,null,null,null,null,74,{"$f":"L97","v":""},{"$f":"M74","v":0},5,{"$f":"O97","v":""},{"$f":"P74","v":10},8,"IPE300",null,{"$f":"-$D$14*(C43+C44)/2","v":0},{"$f":"-$D$15*(C43+C44)/2","v":0},{"$f":"-$D$16*(C43+C44)/2","v":0},{"$f":"-$D$18*(C43+C44)/2","v":0},{"$f":"$D$19*(C43+C44)/2","v":0},{"$f":"Y97","v":0},{"$f":"-Y98","v":0},null,{"$f":"IF(AND(G99=\"Yes\",D99<>\"\"),MAX($AB$25:AB97)+4,\"\")","v":""}]
[null,null,null,null,null,null,null,null,null,null,75,{"$f":"L97","v":""},{"$f":"M75","v":20},5,{"$f":"O98","v":""},{"$f":"P75","v":10},8,"IPE300",null,{"$f":"T98","v":0},{"$f":"U98","v":0},{"$f":"V98","v":0},{"$f":"-X98","v":0},{"$f":"-W98","v":0},{"$f":"Y98","v":0},{"$f":"Z98","v":0},null,{"$f":"IF(AND(G100=\"Yes\",D100<>\"\"),MAX($AB$25:AB98)+4,\"\")","v":""}]
[null,null,null,null,null,null,null,null,null,null,76,{"$f":"L97","v":""},{"$f":"M76","v":20},0,{"$f":"O99","v":""},{"$f":"P76","v":20},5,"IPE400",null,{"$f":"T97","v":0},{"$f":"U97","v":0},0,{"$f":"-X97","v":0},{"$f":"-W97","v":0},{"$f":"Y97","v":0},0,null,{"$f":"IF(AND(G101=\"Yes\",D101<>\"\"),MAX($AB$25:AB99)+4,\"\")","v":""}]
[null,null,null,null,null,null,null,null,null,null,77,{"$f":"D44","v":""},{"$f":"M77","v":0},{"$f":"N77","v":0},{"$f":"D44","v":""},{"$f":"P77","v":0},{"$f":"Q77","v":5},{"$f":"R77","v":"IPE400"},null,0,0,0,{"$f":"$D$17*(C44+C45)/2","v":0},{"$f":"-$D$20*(C44+C45)/2","v":0},{"$f":"$D$21*(D47+D48)/2","v":0},{"$f":"-Y101","v":0},null,{"$f":"IF(AND(G102=\"Yes\",D102<>\"\"),MAX($AB$25:AB100)+4,\"\")","v":""}]
[null,null,null,null,null,null,null,null,null,null,78,{"$f":"L101","v":""},{"$f":"M78","v":0},5,{"$f":"O101","v":""},{"$f":"P78","v":10},8,"IPE300",null,{"$f":"-$D$14*(C44+C45)/2","v":0},{"$f":"-$D$15*(C44+C45)/2","v":0},{"$f":"-$D$16*(C44+C45)/2","v":0},{"$f":"-$D$18*(C44+C45)/2","v":0},{"$f":"$D$19*(C44+C45)/2","v":0},{"$f":"Y101","v":0},{"$f":"-Y102","v":0},null,{"$f":"IF(AND(G103=\"Yes\",D103<>\"\"),MAX($AB$25:AB101)+4,\"\")","v":""}]
[null,null,null,null,null,null,null,null,null,null,79,{"$f":"L101","v":""},{"$f":"M79","v":20},5,{"$f":"O102","v":""},{"$f":"P79","v":10},8,"IPE300",null,{"$f":"T102","v":0},{"$f":"U102","v":0},{"$f":"V102","v":0},{"$f":"-X102","v":0},{"$f":"-W102","v":0},{"$f":"Y102","v":0},{"$f":"Z102","v":0},null,{"$f":"IF(AND(G104=\"Yes\",D104<>\"\"),MAX($AB$25:AB102)+4,\"\")","v":""}]
[null,null,null,null,null,null,null,null,null,null,80,{"$f":"L101","v":""},{"$f":"M80","v":20},0,{"$f":"O103","v":""},{"$f":"P80","v":20},5,"IPE400",null,{"$f":"T101","v":0},{"$f":"U101","v":0},0,{"$f":"-X101","v":0},{"$f":"-W101","v":0},{"$f":"Y101","v":0},0,null,{"$f":"IF(AND(G105=\"Yes\",D105<>\"\"),MAX($AB$25:AB103)+4,\"\")","v":""}]

{"sheet":"Section Data","index":2,"n_rows":3333,"n_cols":89,"rows_kept":562,"cut":true,"hidden":false,"merged":[],"bounds":{"rows_first":250,"rows_last":62,"rows_between":250,"halvings":3}}
["Australia-NewZealand",null,null,"AISC14",null,null,"AISC14M",null,null,"AISC15",null,null,"AISC15M",null,null,"APL_Steel",null,null,"ArcelorMittal_British",null,null,"ArcelorMittal_BritishHISTAR",null,null,"ArcelorMittal_Europe",null,null,"ArcelorMittal_EuropeHISTAR",null,null,"ArcelorMittal_Japan",null,null,"ArcelorMittal_US_ASTM-A913M",null,null,"ArcelorMittal_US_ASTM-A992",null,null,"ArcelorMittal_US_ASTM-A992M",null,null,"BSShapes2006",null,null,"ChineseGB08",null,null,"CISC9",null,null,"CISC10",null,null,"Euro",null,null,"Indian",null,null,"Jindal_Steel",null,null,"JIS-G-3192-2014",null,null,"Korean",null,null,"Nordic",null,null,"Russian",null,null,"Russian2020_en",null,null,"Russian2020_ru",null,null,"TATA_Steel"]
["250X150X9RHS","B",null,"HSS20X12X5/8","B",null,"HSS508X304.8X15.9","B",null,"HSS24X12X3/4","B",null,"HSS609.6X304.8X19","B",null,"RHS26X13X1.6","B",null,"UB127X76X13","W",null,"UB610X229X125","W",null,"IPEAA80","W",null,"IPE550","W",null,"H 100 X 100 X 6 X 8","W",null,"W250X250X73","W",null,"W4X4X13","W",null,"W100X100X19.3","W",null,"RHHF50X30X3.2","B",null,"HW100X100X6X8","W",null,"HS305X305X16","B",null,"HS305X305X16","B",null,"TUBO60X60X3.6","B",null,"ISB25X25X2.6","B",null,"HEAA320","HE",null,"H1000X400X19X40","W",null,"B 40X40X1.6","B",null,"SHS40X40X2.5","B",null,"Тп50x25x2","HSS",null,"03_Tk_40x2","HSS",null,"03_Тк_40х2","HSS",null,"50X25X2.0RHS","RHS",null,{"$f":"A1","v":"Australia-NewZealand"},null,null,{"$f":"MATCH(Input!$H$6,'Section Data'!$CG$2:$CG$28,0)","v":19},{"$f":"IF(OFFSET(A2,0,($CJ$2-1)*3)=0,\"\",OFFSET(A2,0,($CJ$2-1)*3))","v":"TUBO60X60X3.6"}]
["250X150X6RHS","B",null,"HSS20X12X1/2","B",null,"HSS508X304.8X12.7","B",null,"HSS24X12X5/8","B",null,"HSS609.6X304.8X15.9","B",null,"RHS26X13X1.8","B",null,"UB152X89X16","W",null,"UB610X229X140","W",null,"IPEA80","W",null,"IPEO550","W",null,"H 125 X 125 X 6.5 X 9","W",null,"W250X250X80","W",null,"W5X5X16","W",null,"W130X130X23.8","W",null,"RHHF60X40X3","B",null,"HW125X125X6.5X9","W",null,"HS305X305X13","B",null,"HS305X305X13","B",null,"TUBO60X60X4","B",null,"ISB25X25X3.2","B",null,"HEA320","HE",null,"H1000X400X19X36","W",null,"B 40X40X2.3","B",null,"SHS40X40X3","B",null,"Тп50x25x2,5","HSS",null,"03_Tk_40x2,5","HSS",null,"03_Тк_40х2,5","HSS",null,"50X25X2.6RHS","RHS",null,{"$f":"D1","v":"AISC14"},null,null,null,{"$f":"IF(OFFSET(A3,0,($CJ$2-1)*3)=0,\"\",OFFSET(A3,0,($CJ$2-1)*3))","v":"TUBO60X60X4"}]
["250X150X5RHS","B",null,"HSS20X12X3/8","B",null,"HSS508X304.8X9.5","B",null,"HSS24X12X1/2","B",null,"HSS609.6X304.8X12.7","B",null,"RHS26X13X2","B",null,"UB178X102X19","W",null,"UB610X305X149","W",null,"IPE80","W",null,"IPE600","W",null,"H 150 X 75 X 5 X 7","W",null,"W250X250X89","W",null,"W5X5X19","W",null,"W130X130X28.1","W",null,"RHHF60X40X4","B",null,"HW150X150X7X10","W",null,"HS305X305X9.5","B",null,"HS305X305X9.5","B",null,"TUBO60X60X4.5","B",null,"ISB38X38X2.6","B",null,"HEB320","HE",null,"H1000X400X19X32","W",null,"B 50X50X1.6","B",null,"SHS40X40X3.2","B",null,"Тп50x25x3","HSS",null,"03_Tk_40x3","HSS",null,"03_Тк_40х3","HSS",null,"50X25X3.2RHS","RHS",null,{"$f":"G1","v":"AISC14M"},null,null,null,"TUBO60X60X4.5"]
["200X100X9RHS","B",null,"HSS20X12X5/16","B",null,"HSS508X304.8X7.9","B",null,"HSS22X22X7/8","B",null,"HSS558.8X558.8X22.2","B",null,"RHS30X20X1.6","B",null,"UB203X102X23","W",null,"UB610X305X179","W",null,"IPEAA100","W",null,"IPEO600","W",null,"H 150 X 150 X 7 X 10","W",null,"W250X250X101","W",null,"W6X4X9","W",null,"W150X100X13.5","W",null,"RHHF60X40X5","B",null,"HW175X175X7.5X11","W",null,"HS305X305X8.0","B",null,"HS305X305X8.0","B",null,"TUBO60X60X5","B",null,"ISB38X38X3.2","B",null,"HEM320","HE",null,"H1000X400X19X28","W",null,"B 50X50X2.3","B",null,"SHS40X40X3.6","B",null,"Тп50x25x3,5","HSS",null,"03_Tk_40x3,5","HSS",null,"03_Тк_40х3,5","HSS",null,"50X25X4.0RHS","RHS",null,{"$f":"J1","v":"AISC15"},null,null,null,"TUBO60X60X5"]
["200X100X6RHS","B",null,"HSS20X8X5/8","B",null,"HSS508X203.2X15.9","B",null,"HSS22X22X3/4","B",null,"HSS558.8X558.8X19","B",null,"RHS30X20X1.8","B",null,"UB203X133X25","W",null,"UB610X305X238","W",null,"IPEA100","W",null,"IPE750X173","W",null,"H 175 X 175 X 7.5 X 11","W",null,"W250X250X115","W",null,"W6X4X12","W",null,"W150X100X18.0","W",null,"RHHF80X40X3.2","B",null,"HW200X200X8X12","W",null,"HS305X305X6.4","B",null,"HS305X305X6.4","B",null,"TUBO60X60X5.4","B",null,"ISB38X38X4.0","B",null,"HEAA600","HE",null,"H1000X400X19X25","W",null,"B 50X50X3.2","B",null,"SHS40X40X4","B",null,"Тп50x25x4","HSS",null,"03_Tk_40x4","HSS",null,"03_Тк_40х4","HSS",null,"60X40X2.6RHS","RHS",null,{"$f":"M1","v":"AISC15M"},null,null,null,"TUBO60X60X5.4"]
["200X100X5RHS","B",null,"HSS20X8X1/2","B",null,"HSS508X203.2X12.7","B",null,"HSS20X20X7/8","B",null,"HSS508X508X22.2","B",null,"RHS30X20X2","B",null,"UB203X133X30","W",null,"UB686X254X152","W",null,"IPE100","W",null,"IPE750X196","W",null,"H 200 X 100 X 4.5 X 7","W",null,"W250X250X131","W",null,"W6X4X16","W",null,"W150X100X24.0","W",null,"RHHF80X40X4","B",null,"HW200X200X12X12","W",null,"HS254X254X16","B",null,"HS254X254X16","B",null,"TUBO60X60X5.9","B",null,"ISB49.5X49.5X2.6","B",null,"HEA600","HE",null,"H1000X400X16X32","W",null,"B 60X60X1.6","B",null,"SHS40X40X5","B",null,"Тп50x30x2","HSS",null,"03_Tk_50x2","HSS",null,"03_Тк_50х2","HSS",null,"60X40X2.9RHS","RHS",null,{"$f":"P1","v":"APL_Steel"},null,null,null,"TUBO60X60X5.9"]
["200X100X4RHS","B",null,"HSS20X8X3/8","B",null,"HSS508X203.2X9.5","B",null,"HSS20X20X3/4","B",null,"HSS508X508X19","B",null,"RHS30X20X2.2","B",null,"UB254X102X22","W",null,"UB686X254X170","W",null,"IPEAA120","W",null,"HE260A","W",null,"H 200 X 100 X 5.5 X 8","W",null,"W250X250X149","W",null,"W6X6X15","W",null,"W150X150X22.5","W",null,"RHHF80X40X5","B",null,"HW250X250X11X11","W",null,"HS254X254X13","B",null,"HS254X254X13","B",null,"TUBO60X60X7.1","B",null,"ISB49.5X49.5X2.9","B",null,"HEB600","HE",null,"H1000X400X16X28","W",null,"B 60X60X2.3","B",null,"SHS50X50X2.5","B",null,"Тп50x30x2,5","HSS",null,"03_Tk_50x2,5","HSS",null,"03_Тк_50х2,5","HSS",null,"60X40X3.6RHS","RHS",null,{"$f":"S1","v":"ArcelorMittal_British"},null,null,null,"TUBO60X60X7.1"]
["200X100X3RHS","B",null,"HSS20X8X5/16","B",null,"HSS508X203.2X7.9","B",null,"HSS20X20X5/8","B",null,"HSS508X508X15.9","B",null,"RHS30X20X2.5","B",null,"UB254X102X25","W",null,"UB762X267X173","W",null,"IPEA120","W",null,"HE260B","W",null,"H 200 X 150 X 6 X 9","W",null,"W250X250X167","W",null,"W6X6X20","W",null,"W150X150X29.8","W",null,"RHHF80X40X6.3","B",null,"HW250X250X9X14","W",null,"HS254X254X9.5","B",null,"HS254X254X9.5","B",null,"TUBO60X60X8","B",null,"ISB49.5X49.5X3.6","B",null,"HEM600","HE",null,"H1000X400X16X25","W",null,"B 60X60X3.2","B",null,"SHS50X50X3","B",null,"Тп50x30x3","HSS",null,"03_Tk_50x3","HSS",null,"03_Тк_50х3","HSS",null,"60X40X4.5RHS","RHS",null,{"$f":"V1","v":"ArcelorMittal_BritishHISTAR"},null,null,null,"TUBO60X60X8"]
["185X65X6RHS","B",null,"HSS20X4X1/2","B",null,"HSS508X101.6X12.7","B",null,"HSS20X20X1/2","B",null,"HSS508X508X12.7","B",null,"RHS40X10X1.6","B",null,"UB254X102X28","W",null,"UB762X267X197","W",null,"IPE120","W",null,"HE260M","W",null,"H 200 X 200 X 8 X 12","W",null,"W310X310X97","W",null,"W6X6X25","W",null,"W150X150X37.1","W",null,"RHHF80X40X8","B",null,"HW250X250X14X14","W",null,"HS254X254X8.0","B",null,"HS254X254X8.0","B",null,"TUBO60X60X10","B",null,"ISB49.5X49.5X4.5","B",null,"HEAA700","HE",null,"H1000X400X16X22","W",null,"B 75X75X1.6","B",null,"SHS50X50X3.2","B",null,"Тп50x30x3,5","HSS",null,"03_Tk_50x3,5","HSS",null,"03_Тк_50х3,5","HSS",null,"66X33X2.6RHS","RHS",null,{"$f":"Y1","v":"ArcelorMittal_Europe"},null,null,null,"TUBO60X60X10"]
["185X65X5RHS","B",null,"HSS20X4X3/8","B",null,"HSS508X101.6X9.5","B",null,"HSS20X12X3/4","B",null,"HSS508X304.8X19","B",null,"RHS40X10X1.8","B",null,"UB254X146X31","W",null,"UB838X292X194","W",null,"IPEAA140","W",null,"HE280A","W",null,"H 250 X 125 X 5 X 8","W",null,"W310X310X107","W",null,"W8X4X10","W",null,"W200X100X15.0","W",null,"RHHF90X50X3.6","B",null,"HW300X300X12X12","W",null,"HS254X254X6.4","B",null,"HS254X254X6.4","B",null,"TUBO60X42X3.6","B",null,"ISB72X72X3.2","B",null,"HEA700","HE",null,"H1000X350X19X40","W",null,"B 75X75X2.3","B",null,"SHS50X50X3.6","B",null,"Тп50x30x4","HSS",null,"03_Tk_50x4","HSS",null,"03_Тк_50х4","HSS",null,"66X33X2.9RHS","RHS",null,{"$f":"AB1","v":"ArcelorMittal_EuropeHISTAR"},null,null,null,"TUBO60X42X3.6"]
["185X65X4RHS","B",null,"HSS20X4X5/16","B",null,"HSS508X101.6X7.9","B",null,"HSS20X12X5/8","B",null,"HSS508X304.8X15.9","B",null,"RHS40X10X2","B",null,"UB254X146X37","W",null,"UB838X292X226","W",null,"IPEA140","W",null,"HE280B","W",null,"H 250 X 125 X 6 X 9","W",null,"W310X310X117","W",null,"W8X4X13","W",null,"W200X100X19.3","W",null,"RHHF90X50X5","B",null,"HW300X300X10X15","W",null,"HS203X203X16","B",null,"HS203X203X16","B",null,"TUBO60X42X4","B",null,"ISB72X72X4.0","B",null,"HEB700","HE",null,"H1000X350X19X36","W",null,"B 75X75X3.2","B",null,"SHS50X50X4","B",null,"Тп50x30x5","HSS",null,"03_Tk_50x4,5","HSS",null,"03_Тк_50х4,5","HSS",null,"66X33X3.6RHS","RHS",null,{"$f":"AE1","v":"ArcelorMittal_Japan"},null,null,null,"TUBO60X42X4"]
["185X65X3RHS","B",null,"HSS20X4X1/4","B",null,"HSS508X101.6X6.4","B",null,"HSS20X12X1/2","B",null,"HSS508X304.8X12.7","B",null,"RHS40X20X1.6","B",null,"UB254X146X43","W",null,"UB914X305X224","W",null,"IPE140","W",null,"HE280M","W",null,"H 250 X 250 X 9 X 14","W",null,"W310X310X129","W",null,"W8X4X15","W",null,"W200X100X22.5","W",null,"RHHF90X50X6.3","B",null,"HW300X300X15X15","W",null,"HS203X203X13","B",null,"HS203X203X13","B",null,"TUBO60X42X4.5","B",null,"ISB72X72X4.8","B",null,"HEM700","HE",null,"H1000X350X19X32","W",null,"B 75X75X4.5","B",null,"SHS50X50X5","B",null,"Тп50x40x2","HSS",null,"03_Tk_50x5","HSS",null,"03_Тк_50х5","HSS",null,"66X33X4.5RHS","RHS",null,{"$f":"AH1","v":"ArcelorMittal_US_ASTM-A913M"},null,null,null,"TUBO60X42X4.5"]
["152X76X6RHS","B",null,"HSS18X6X5/8","B",null,"HSS457.2X152.4X15.9","B",null,"HSS20X12X3/8","B",null,"HSS508X304.8X9.5","B",null,"RHS40X20X1.8","B",null,"UB305X102X25","W",null,"UB914X305X238","W",null,"IPEAA160","W",null,"HE300A","W",null,"H 300 X 150 X 5.5 X 8","W",null,"W310X310X143","W",null,"W8X5.25X14","W",null,"W200X135X21.4","W",null,"RHHF100X50X3","B",null,"HW350X350X13X13","W",null,"HS203X203X9.5","B",null,"HS203X203X9.5","B",null,"TUBO60X42X5","B",null,"ISB91.5X91.5X3.6","B",null,"HEAA800","HE",null,"H1000X350X19X28","W",null,"B 80X80X2.3","B",null,"SHS50X50X6","B",null,"Тп50x40x2,5","HSS",null,"03_Tk_50x5,5","HSS",null,"03_Тк_50х5,5","HSS",null,"80X40X2.6RHS","RHS",null,{"$f":"AK1","v":"ArcelorMittal_US_ASTM-A992"},null,null,null,"TUBO60X42X5"]
["152X76X5RHS","B",null,"HSS18X6X1/2","B",null,"HSS457.2X152.4X12.7","B",null,"HSS20X12X5/16","B",null,"HSS508X304.8X7.9","B",null,"RHS40X20X2","B",null,"UB305X102X28","W",null,"UB914X305X253","W",null,"IPEA160","W",null,"HE300B","W",null,"H 300 X 150 X 6.5 X 9","W",null,"W310X310X158","W",null,"W8X5.25X18","W",null,"W200X135X26.6","W",null,"RHHF100X50X3.2","B",null,"HW350X350X10X16","W",null,"HS203X203X8.0","B",null,"HS203X203X8.0","B",null,"TUBO60X42X5.4","B",null,"ISB91.5X91.5X4.5","B",null,"HEA800","HE",null,"H1000X350X19X25","W",null,"B 80X80X3.2","B",null,"SHS50X50X6.3","B",null,"Тп50x40x3","HSS",null,"03_Tk_50x6","HSS",null,"03_Тк_50х6","HSS",null,"80X40X2.9RHS","RHS",null,{"$f":"AN1","v":"ArcelorMittal_US_ASTM-A992M"},null,null,null,"TUBO60X42X5.4"]
["150X100X9RHS","B",null,"HSS18X6X3/8","B",null,"HSS457.2X152.4X9.5","B",null,"HSS20X8X5/8","B",null,"HSS508X203.2X15.9","B",null,"RHS40X20X2.2","B",null,"UB305X102X33","W",null,"UB914X305X271","W",null,"IPE160","W",null,"HE300M","W",null,"H 300 X 200 X 8 X 12","W",null,"W310X310X179","W",null,"W8X5.25X21","W",null,"W200X135X31.3","W",null,"RHHF100X50X4","B",null,"HW350X350X16X16","W",null,"HS203X203X6.4","B",null,"HS203X203X6.4","B",null,"TUBO60X42X5.9","B",null,"ISB91.5X91.5X5.4","B",null,"HEB800","HE",null,"H1000X350X16X32","W",null,"B 80X80X4.5","B",null,"SHS60X60X3","B",null,"Тп50x40x3,5","HSS",null,"03_Tk_60x2","HSS",null,"03_Тк_60х2","HSS",null,"80X40X3.2RHS","RHS",null,{"$f":"AQ1","v":"BSShapes2006"},null,null,null,"TUBO60X42X5.9"]
["150X100X6RHS","B",null,"HSS18X6X5/16","B",null,"HSS457.2X152.4X7.9","B",null,"HSS20X8X1/2","B",null,"HSS508X203.2X12.7","B",null,"RHS40X20X2.5","B",null,"UB305X127X37","W",null,"UB914X305X289","W",null,"IPEAA180","W",null,"HE320A","W",null,"H 300 X 300 X 10 X 15","W",null,"W310X310X202","W",null,"W8X6.5X24","W",null,"W200X165X35.9","W",null,"RHHF100X50X5","B",null,"HW350X350X12X19","W",null,"HS178X178X16","B",null,"HS178X178X16","B",null,"TUBO60X42X7.1","B",null,"ISB113.5X113.5X4.8","B",null,"HEM800","HE",null,"H1000X350X16X28","W",null,"B 90X90X2.3","B",null,"SHS60X60X3.2","B",null,"Тп50x40x4","HSS",null,"03_Tk_60x2,5","HSS",null,"03_Тк_60х2,5","HSS",null,"80X40X4.0RHS","RHS",null,{"$f":"AT1","v":"ChineseGB08"},null,null,null,"TUBO60X42X7.1"]
["150X100X5RHS","B",null,"HSS18X6X1/4","B",null,"HSS457.2X152.4X6.4","B",null,"HSS20X8X3/8","B",null,"HSS508X203.2X9.5","B",null,"RHS40X25X1.6","B",null,"UB305X127X42","W",null,"UB914X305X313","W",null,"IPEA180","W",null,"HE320B","W",null,"H 350 X 175 X 6 X 9","W",null,"W310X310X226","W",null,"W8X6.5X28","W",null,"W200X165X41.7","W",null,"RHHF100X50X6.3","B",null,"HW350X350X19X19","W",null,"HS178X178X13","B",null,"HS178X178X13","B",null,"TUBO60X42X8","B",null,"ISB113.5X113.5X5.4","B",null,"HE800X373","HE",null,"H1000X350X16X25","W",null,"B 90X90X3.2","B",null,"SHS60X60X3.6","B",null,"Тп50x40x4,5","HSS",null,"03_Tk_60x3","HSS",null,"03_Тк_60х3","HSS",null,"80X40X4.8RHS","RHS",null,{"$f":"AW1","v":"CISC9"},null,null,null,"TUBO60X42X8"]
["150X100X4RHS","B",null,"HSS16X16X5/8","B",null,"HSS406.4X406.4X15.9","B",null,"HSS20X8X5/16","B",null,"HSS508X203.2X7.9","B",null,"RHS40X25X1.8","B",null,"UB305X127X48","W",null,"UB914X305X345","W",null,"IPE180","W",null,"HE320M","W",null,"H 350 X 175 X 7 X 11","W",null,"W310X310X253","W",null,"W8X8X31","W",null,"W200X200X46.1","W",null,"RHHF100X50X8","B",null,"HW400X400X15X15","W",null,"HS178X178X9.5","B",null,"HS178X178X9.5","B",null,"TUBO60X30X3.6","B",null,"ISB132X132X4.8","B",null,"HEAA900","HE",null,"H1000X350X16X22","W",null,"B 100X100X2.3","B",null,"SHS60X60X4","B",null,"Тп50x40x5","HSS",null,"03_Tk_60x3,5","HSS",null,"03_Тк_60х3,5","HSS",null,"96X48X3.2RHS","RHS",null,{"$f":"AZ1","v":"CISC10"},null,null,null,"TUBO60X30X3.6"]
["150X50X6RHS","B",null,"HSS16X16X1/2","B",null,"HSS406.4X406.4X12.7","B",null,"HSS20X4X1/2","B",null,"HSS508X101.6X12.7","B",null,"RHS40X25X2","B",null,"UB305X165X40","W",null,"UB914X305X381","W",null,"IPEO180","W",null,"HE340A","W",null,"H 350 X 350 X 10 X 16","W",null,"W310X310X283","W",null,"W8X8X35","W",null,"W200X200X52","W",null,"RHHF100X60X3.6","B",null,"HW400X400X11X18","W",null,"HS178X178X8.0","B",null,"HS178X178X8.0","B",null,"TUBO60X30X4","B",null,"ISB132X132X5.4","B",null,"HEA900","HE",null,"H1000X300X19X40","W",null,"B 100X100X3.2","B",null,"SHS60X60X5","B",null,"Тп60x30x2","HSS",null,"03_Tk_60x4","HSS",null,"03_Тк_60х4","HSS",null,"96X48X4.0RHS","RHS",null,{"$f":"BC1","v":"Euro"},null,null,null,"TUBO60X30X4"]
["150X50X5RHS","B",null,"HSS16X16X3/8","B",null,"HSS406.4X406.4X9.5","B",null,"HSS20X4X3/8","B",null,"HSS508X101.6X9.5","B",null,"RHS40X25X2.2","B",null,"UB305X165X46","W",null,"UB914X305X425","W",null,"IPEAA200","W",null,"HE340B","W",null,"H 350 X 350 X 12 X 19","W",null,"W310X310X313","W",null,"W8X8X40","W",null,"W200X200X59","W",null,"RHHF100X60X5","B",null,"HW400X400X18X18","W",null,"HS178X178X6.4","B",null,"HS178X178X6.4","B",null,"TUBO60X30X4.5","B",null,"ISB50X25X2.6","B",null,"HEB900","HE",null,"H1000X300X19X36","W",null,"B 100X100X4","B",null,"SHS60X60X6","B",null,"Тп60x30x2,5","HSS",null,"03_Tk_60x4,5","HSS",null,"03_Тк_60х4,5","HSS",null,"96X48X4.8RHS","RHS",null,{"$f":"BF1","v":"Indian"},null,null,null,"TUBO60X30X4.5"]
["150X50X4RHS","B",null,"HSS16X16X5/16","B",null,"HSS406.4X406.4X7.9","B",null,"HSS20X4X5/16","B",null,"HSS508X101.6X7.9","B",null,"RHS40X25X2.5","B",null,"UB305X165X54","W",null,"UB914X305X474","W",null,"IPEA200","W",null,"HE340M","W",null,"H 400 X 200 X 7 X 11","W",null,"W310X310X342","W",null,"W8X8X48","W",null,"W200X200X71","W",null,"RHHF100X60X6.3","B",null,"HW400X400X13X21","W",null,"HS178X178X4.8","B",null,"HS178X178X4.8","B",null,"TUBO60X30X5","B",null,"ISB50X25X3.2","B",null,"HEM900","HE",null,"H1000X300X19X32","W",null,"B 100X100X4.5","B",null,"SHS60X60X6.3","B",null,"Тп60x30x3","HSS",null,"03_Tk_60x5","HSS",null,"03_Тк_60х5","HSS",null,"120X60X3.2RHS","RHS",null,{"$f":"BI1","v":"Jindal_Steel"},null,null,null,"TUBO60X30X5"]
["150X50X3RHS","B",null,"HSS16X12X5/8","B",null,"HSS406.4X304.8X15.9","B",null,"HSS20X4X1/4","B",null,"HSS508X101.6X6.4","B",null,"RHS40X25X2.9","B",null,"UB356X127X33","W",null,"UB914X305X521","W",null,"IPE200","W",null,"HE360A","W",null,"H 400 X 200 X 8 X 13","W",null,"W360X370X134","W",null,"W8X8X58","W",null,"W200X200X86","W",null,"RHHF100X60X8","B",null,"HW400X400X21X21","W",null,"HS152X152X13","B",null,"HS152X152X13","B",null,"TUBO60X30X5.4","B",null,"ISB66X33X2.6","B",null,"IPEA300","IPE",null,"H1000X300X19X28","W",null,"B 100X100X6","B",null,"SHS60X60X8","B",null,"Тп60x30x3,5","HSS",null,"03_Tk_60x5,5","HSS",null,"03_Тк_60х5,5","HSS",null,"120X60X3.6RHS","RHS",null,{"$f":"BL1","v":"JIS-G-3192-2014"},null,null,null,"TUBO60X30X5.4"]
["150X50X2.5RHS","B",null,"HSS16X12X1/2","B",null,"HSS406.4X304.8X12.7","B",null,"HSS18X18X7/8","B",null,"HSS457.2X457.2X22.2","B",null,"RHS50X25X1.6","B",null,"UB356X127X39","W",null,"UB914X305X576","W",null,"IPEO200","W",null,"HE360B","W",null,"H 400 X 300 X 10 X 16","W",null,"W360X370X147","W",null,"W8X8X67","W",null,"W200X200X100","W",null,"RHHF120X60X3.6","B",null,"HW400X400X18X28","W",null,"HS152X152X9.5","B",null,"HS152X152X9.5","B",null,"TUBO60X30X5.9","B",null,"ISB66X33X2.9","B",null,"IPE300","IPE",null,"H1000X300X19X25","W",null,"B 100X100X9","B",null,"SHS70X70X3","B",null,"Тп60x30x4","HSS",null,"03_Tk_60x6","HSS",null,"03_Тк_60х6","HSS",null,"120X60X4.5RHS","RHS",null,{"$f":"BR1","v":"Nordic"},null,null,null,"TUBO60X30X5.9"]
["150X50X2RHS","B",null,"HSS16X12X3/8","B",null,"HSS406.4X304.8X9.5","B",null,"HSS18X18X3/4","B",null,"HSS457.2X457.2X19","B",null,"RHS50X25X2","B",null,"UB356X171X45","W",null,"UB914X419X343","W",null,"IPEAA220","W",null,"HE360M","W",null,"H 400 X 400 X 13 X 21","W",null,"W360X370X162","W",null,"W10X4X12","W",null,"W250X100X17.9","W",null,"RHHF120X60X5","B",null,"HW400X400X20X35","W",null,"HS152X152X8.0","B",null,"HS152X152X8.0","B",null,"TUBO70X70X3.6","B",null,"ISB66X33X3.6","B",null,"IPEO300","IPE",null,"H1000X300X16X32","W",null,"B 100X100X12","B",null,"SHS70X70X3.2","B",null,"Тп60x30x4,5","HSS",null,"03_Tk_70x2","HSS",null,"03_Тк_70х2","HSS",null,"120X60X5.4RHS","RHS",null,{"$f":"BU1","v":"Russian"},null,null,null,"TUBO70X70X3.6"]
["125X75X6RHS","B",null,"HSS16X12X5/16","B",null,"HSS406.4X304.8X7.9","B",null,"HSS18X18X5/8","B",null,"HSS457.2X457.2X15.9","B",null,"RHS50X25X2.2","B",null,"UB356X171X51","W",null,"UB914X419X388","W",null,"IPEA220","W",null,"HE400A","W",null,"H 400 X 400 X 21 X 21","W",null,"W360X370X179","W",null,"W10X4X15","W",null,"W250X100X22.3","W",null,"RHHF120X60X6.3","B",null,"HW400X400X30X50","W",null,"HS152X152X6.4","B",null,"HS152X152X6.4","B",null,"TUBO70X70X4","B",null,"ISB66X33X4.5","B",null,"IPEA360","IPE",null,"H1000X300X16X28","W",null,"B 125X125X3.2","B",null,"SHS70X70X3.6","B",null,"Тп60x30x5","HSS",null,"03_Tk_70x2,5","HSS",null,"03_Тк_70х2,5","HSS",null,"145X82X4.8RHS","RHS",null,{"$f":"BX1","v":"Russian2020_en"},null,null,null,"TUBO70X70X4"]
["125X75X5RHS","B",null,"HSS16X8X5/8","B",null,"HSS406.4X203.2X15.9","B",null,"HSS18X18X1/2","B",null,"HSS457.2X457.2X12.7","B",null,"RHS50X25X2.5","B",null,"UB356X171X57","W",null,"UB1016X305X249","W",null,"IPE220","W",null,"HE400B","W",null,"H 400 X 400 X 18 X 28","W",null,"W360X370X196","W",null,"W10X4X17","W",null,"W250X100X25.3","W",null,"RHHF120X60X8","B",null,"HW400X400X45X70","W",null,"HS152X152X4.8","B",null,"HS152X152X4.8","B",null,"TUBO70X70X4.5","B",null,"ISB96X48X3.2","B",null,"IPE360","IPE",null,"H1000X300X16X25","W",null,"B 125X125X4.5","B",null,"SHS70X70X4","B",null,"Тп60x30x5,5","HSS",null,"03_Tk_70x3","HSS",null,"03_Тк_70х3","HSS",null,"145X82X5.4RHS","RHS",null,{"$f":"CA1","v":"Russian2020_ru"},null,null,null,"TUBO70X70X4.5"]
["125X75X4RHS","B",null,"HSS16X8X1/2","B",null,"HSS406.4X203.2X12.7","B",null,"HSS18X6X5/8","B",null,"HSS457.2X152.4X15.9","B",null,"RHS50X25X2.9","B",null,"UB356X171X67","W",null,"UB1016X305X272","W",null,"IPEO220","W",null,"HE400M","W",null,"H 400 X 400 X 20 X 35","W",null,"W360X410X216","W",null,"W10X4X19","W",null,"W250X100X28.4","W",null,"RHHF120X80X5","B",null,"HW500X500X15X20","W",null,"HS127X127X13","B",null,"HS127X127X13","B",null,"TUBO70X70X5","B",null,"ISB96X48X4.0","B",null,"IPEO360","IPE",null,"H1000X300X16X22","W",null,"B 125X125X5","B",null,"SHS70X70X5","B",null,"Тп60x30x6","HSS",null,"03_Tk_70x3,5","HSS",null,"03_Тк_70х3,5","HSS",null,"172X92X4.8RHS","RHS",null,{"$f":"CD1","v":"TATA_Steel"},null,null,null,"TUBO70X70X5"]
["125X75X3RHS","B",null,"HSS16X8X3/8","B",null,"HSS406.4X203.2X9.5","B",null,"HSS18X6X1/2","B",null,"HSS457.2X152.4X12.7","B",null,"RHS50X25X3.2","B",null,"UB406X140X39","W",null,"UB1016X305X314","W",null,"IPEAA240","W",null,"HE450A","W",null,"H 400 X 400 X 30 X 50","W",null,"W360X410X237","W",null,"W10X5.75X22","W",null,"W250X145X32.7","W",null,"RHHF120X80X6.3","B",null,"HW500X500X15X25","W",null,"HS127X127X9.5","B",null,"HS127X127X9.5","B",null,"TUBO70X70X5.4","B",null,"ISB96X48X4.8","B",null,"IPEA400","IPE",null,"H1000X250X19X36","W",null,"B 125X125X6","B",null,"SHS70X70X6","B",null,"Тп60x40x2","HSS",null,"03_Tk_70x4","HSS",null,"03_Тк_70х4","HSS",null,"172X92X5.4RHS","RHS",null,null,null,null,null,"TUBO70X70X5.4"]
["125X75X2.8RHS","B",null,"HSS16X8X5/16","B",null,"HSS406.4X203.2X7.9","B",null,"HSS18X6X3/8","B",null,"HSS457.2X152.4X9.5","B",null,"RHS50X30X1.6","B",null,"UB406X140X46","W",null,"UB1016X305X350","W",null,"IPEA240","W",null,"HE450B","W",null,"H 500 X 200 X 9 X 14","W",null,"W360X410X262","W",null,"W10X5.75X26","W",null,"W250X145X38.5","W",null,"RHHF120X80X8","B",null,"HW500X500X20X25","W",null,"HS127X127X8.0","B",null,"HS127X127X8.0","B",null,"TUBO70X70X5.9","B",null,"ISB122X61X3.6","B",null,"IPE400","IPE",null,"H1000X250X19X32","W",null,"B 125X125X9","B",null,"SHS70X70X6.3","B",null,"Тп60x40x2,5","HSS",null,"03_Tk_70x4,5","HSS",null,"03_Тк_70х4,5","HSS",null,"200X100X4.0RHS","RHS",null,null,null,null,null,"TUBO70X70X5.9"]
["125X75X2.5RHS","B",null,"HSS16X8X1/4","B",null,"HSS406.4X203.2X6.4","B",null,"HSS18X6X5/16","B",null,"HSS457.2X152.4X7.9","B",null,"RHS50X30X2","B",null,"UB406X178X54","W",null,"UB1016X305X393","W",null,"IPE240","W",null,"HE450M","W",null,"H 500 X 200 X 10 X 16","W",null,"W360X410X287","W",null,"W10X5.75X30","W",null,"W250X145X44.8","W",null,"RHHF120X80X10","B",null,"HM150X100X6X9","W",null,"HS127X127X6.4","B",null,"HS127X127X6.4","B",null,"TUBO70X70X7.1","B",null,"ISB122X61X4.5","B",null,"IPEO400","IPE",null,"H1000X250X19X28","W",null,"B 125X125X12","B",null,"SHS70X70X8","B",null,"Тп60x40x3","HSS",null,"03_Tk_70x5","HSS",null,"03_Тк_70х5","HSS",null,"200X100X5.0RHS","RHS",null,null,null,null,null,"TUBO70X70X7.1"]
["125X75X2.3RHS","B",null,"HSS16X4X5/8","B",null,"HSS406.4X101.6X15.9","B",null,"HSS18X6X1/4","B",null,"HSS457.2X152.4X6.4","B",null,"RHS50X30X2.2","B",null,"UB406X178X60","W",null,"UB1016X305X415","W",null,"IPEO240","W",null,"HE500A","W",null,"H 500 X 300 X 11 X 15","W",null,"W360X410X314","W",null,"W10X8X33","W",null,"W250X200X49.1","W",null,"RHHF150X100X5","B",null,"HM200X150X6X9","W",null,"HS127X127X4.8","B",null,"HS127X127X4.8","B",null,"TUBO70X70X8","B",null,"ISB122X61X5.4","B",null,"IPEA450","IPE",null,"H1000X250X19X25","W",null,"B 150X150X4.5","B",null,"SHS80X80X3.2","B",null,"Тп60x40x3,5","HSS",null,"03_Tk_70x5,5","HSS",null,"03_Тк_70х5,5","HSS",null,"200X100X6.0RHS","RHS",null,null,null,null,null,"TUBO70X70X8"]
["125X75X2RHS","B",null,"HSS16X4X1/2","B",null,"HSS406.4X101.6X12.7","B",null,"HSS16X16X7/8","B",null,"HSS406.4X406.4X22.2","B",null,"RHS50X30X2.5","B",null,"UB406X178X67","W",null,"UB1016X305X438","W",null,"IPEA270","W",null,"HE500B","W",null,"H 500 X 300 X 11 X 18","W",null,"W360X410X347","W",null,"W10X8X39","W",null,"W250X200X58","W",null,"RHHF150X100X6.3","B",null,"HM250X175X7X11","W",null,"HS114X114X13","B",null,"HS114X114X13","B",null,"TUBO70X70X10","B",null,"ISB145X82X4.8","B",null,"IPE450","IPE",null,"H1000X250X16X32","W",null,"B 150X150X5","B",null,"SHS80X80X3.6","B",null,"Тп60x40x4","HSS",null,"03_Tk_70x6","HSS",null,"03_Тк_70х6","HSS",null,"200X100X8.0RHS","RHS",null,null,null,null,null,"TUBO70X70X10"]
["100X50X6RHS","B",null,"HSS16X4X3/8","B",null,"HSS406.4X101.6X9.5","B",null,"HSS16X16X3/4","B",null,"HSS406.4X406.4X19.0","B",null,"RHS50X30X2.9","B",null,"UB406X178X74","W",null,"UB1016X305X494","W",null,"IPE270","W",null,"HE500M","W",null,"H 600 X 300 X 12 X 17","W",null,"W360X410X382","W",null,"W10X8X45","W",null,"W250X200X67","W",null,"RHHF150X100X8","B",null,"HM300X200X8X12","W",null,"HS114X114X9.5","B",null,"HS114X114X9.5","B",null,"TUBO70X70X12.5","B",null,"ISB145X82X5.4","B",null,"IPEO450","IPE",null,"H1000X250X16X28","W",null,"B 150X150X6","B",null,"SHS80X80X4","B",null,"Тп60x40x4,5","HSS",null,"03_Tk_70x6,5","HSS",null,"03_Тк_70х6,5","HSS",null,"220X140X4.0RHS","RHS",null,null,null,null,null,"TUBO70X70X12.5"]
["100X50X5RHS","B",null,"HSS16X4X5/16","B",null,"HSS406.4X101.6X7.9","B",null,"HSS16X16X5/8","B",null,"HSS406.4X406.4X15.9","B",null,"RHS50X30X3.2","B",null,"UB457X152X52","W",null,"UB1016X305X584","W",null,"IPEO270","W",null,"HE550A","W",null,"H 600 X 300 X 12 X 20","W",null,"W360X410X421","W",null,"W10X10X49","W",null,"W250X250X73","W",null,"RHHF150X100X10","B",null,"HM300X200X9X14","W",null,"HS114X114X8.0","B",null,"HS114X114X8.0","B",null,"TUBO70X49X3.6","B",null,"ISB172X92X4.8","B",null,"IPEA500","IPE",null,"H1000X250X16X25","W",null,"B 150X150X9","B",null,"SHS80X80X5","B",null,"Тп60x40x5","HSS",null,"03_Tk_70x7","HSS",null,"03_Тк_70х7","HSS",null,"220X140X5.0RHS","RHS",null,null,null,null,null,"TUBO70X49X3.6"]
["100X50X4RHS","B",null,"HSS16X4X1/4","B",null,"HSS406.4X101.6X6.4","B",null,"HSS16X16X1/2","B",null,"HSS406.4X406.4X12.7","B",null,"RHS50X30X3.6","B",null,"UB457X152X60","W",null,"UB1016X305X642","W",null,"IPEA300","W",null,"HE550B","W",null,"H 600 X 300 X 14 X 23","W",null,"W360X410X463","W",null,"W10X10X54","W",null,"W250X250X80","W",null,"RHHF150X100X12.5","B",null,"HM350X250X9X14","W",null,"HS114X114X6.4","B",null,"HS114X114X6.4","B",null,"TUBO70X49X4","B",null,"ISB172X92X5.4","B",null,"IPE500","IPE",null,"H1000X250X16X22","W",null,"B 175X175X4.5","B",null,"SHS80X80X6","B",null,"Тп60x40x5,5","HSS",null,"03_Tk_80x3","HSS",null,"03_Тк_80х3","HSS",null,"220X140X6.0RHS","RHS",null,null,null,null,null,"TUBO70X49X4"]
["100X50X3.5RHS","B",null,"HSS16X4X3/16","B",null,"HSS406.4X101.6X4.8","B",null,"HSS16X16X3/8","B",null,"HSS406.4X406.4X9.5","B",null,"RHS50X30X4","B",null,"UB457X152X67","W",null,"UB1016X305X748","W",null,"IPE300","W",null,"HE550M","W",null,"H 700 X 300 X 13 X 20","W",null,"W360X410X509","W",null,"W10X10X60","W",null,"W250X250X89","W",null,"RHHF150X125X4","B",null,"HM400X300X10X16","W",null,"HS114X114X4.8","B",null,"HS114X114X4.8","B",null,"TUBO70X49X4.5","B",null,"ISJB150","W",null,"IPEO500","IPE",null,"H950X400X19X40","W",null,"B 175X175X5","B",null,"SHS80X80X6.3","B",null,"Тп60x40x6","HSS",null,"03_Tk_80x3,5","HSS",null,"03_Тк_80х3,5","HSS",null,"220X140X8.0RHS","RHS",null,null,null,null,null,"TUBO70X49X4.5"]
["100X50X3RHS","B",null,"HSS14X14X5/8","B",null,"HSS355.6X355.6X15.9","B",null,"HSS16X16X5/16","B",null,"HSS406.4X406.4X7.9","B",null,"RHS50X30X4.5","B",null,"UB457X152X74","W",null,"UB1016X305X883","W",null,"IPEO300","W",null,"HE600A","W",null,"H 700 X 300 X 13 X 24","W",null,"W360X410X551","W",null,"W10X10X68","W",null,"W250X250X101","W",null,"RHHF150X125X5","B",null,"HM450X300X11X18","W",null,"HS114X114X3.2","B",null,"HS114X114X3.2","B",null,"TUBO70X49X5","B",null,"ISJB175","W",null,"IPEA600","IPE",null,"H950X400X19X36","W",null,"B 175X175X6","B",null,"SHS80X80X8","B",null,"Тп70x50x2","HSS",null,"03_Tk_80x4","HSS",null,"03_Тк_80х4","HSS",null,"240X120X4.0RHS","RHS",null,null,null,null,null,"TUBO70X49X5"]
["100X50X2.8RHS","B",null,"HSS14X14X1/2","B",null,"HSS355.6X355.6X12.7","B",null,"HSS16X12X3/4","B",null,"HSS406.4X304.8X19","B",null,"RHS50X30X5","B",null,"UB457X152X82","W",null,"UB1016X305X976","W",null,"IPEA330","W",null,"HE600B","W",null,"H 800 X 300 X 14 X 22","W",null,"W360X410X592","W",null,"W10X10X77","W",null,"W250X250X115","W",null,"RHHF150X125X6.3","B",null,"HM500X300X11X15","W",null,"HS102X102X13","B",null,"HS102X102X13","B",null,"TUBO70X49X5.4","B",null,"ISJB200","W",null,"IPE600","IPE",null,"H950X400X19X32","W",null,"B 200X200X4.5","B",null,"SHS90X90X3.6","B",null,"Тп70x50x2,5","HSS",null,"03_Tk_80x4,5","HSS",null,"03_Тк_80х4,5","HSS",null,"240X120X5.0RHS","RHS",null,null,null,null,null,"TUBO70X49X5.4"]
["100X50X2.5RHS","B",null,"HSS14X14X3/8","B",null,"HSS355.6X355.6X9.5","B",null,"HSS16X12X5/8","B",null,"HSS406.4X304.8X15.9","B",null,"RHS50X30X6","B",null,"UB457X191X67","W",null,"UC254X254X73","W",null,"IPE330","W",null,"HE600M","W",null,"H 800 X 300 X 14 X 26","W",null,"W360X410X634","W",null,"W10X10X88","W",null,"W250X250X131","W",null,"RHHF150X125X8","B",null,"HM500X300X11X18","W",null,"HS102X102X9.5","B",null,"HS102X102X9.5","B",null,"TUBO70X49X5.9","B",null,"ISJB225","W",null,"IPEO600","IPE",null,"H950X400X19X28","W",null,"B 200X200X6","B",null,"SHS90X90X4","B",null,"Тп70x50x3","HSS",null,"03_Tk_80x5","HSS",null,"03_Тк_80х5","HSS",null,"240X120X6.0RHS","RHS",null,null,null,null,null,"TUBO70X49X5.9"]
["100X50X2.3RHS","B",null,"HSS14X14X5/16","B",null,"HSS355.6X355.6X7.9","B",null,"HSS16X12X1/2","B",null,"HSS406.4X304.8X12.7","B",null,"RHS50X30X8","B",null,"UB457X191X74","W",null,"UC254X254X89","W",null,"IPEO330","W",null,"HE600X337","W",null,"H 900 X 300 X 15 X 23","W",null,"W360X410X677","W",null,"W10X10X100","W",null,"W250X250X149","W",null,"RHHF150X125X10","B",null,"HM550X300X11X15","W",null,"HS102X102X8.0","B",null,"HS102X102X8.0","B",null,"TUBO70X49X7.1","B",null,"ISLB75","W",null,"IPEA100X55X6.9","IPE",null,"H950X400X19X25","W",null,"B 200X200X8","B",null,"SHS90X90X5","B",null,"Тп70x50x3,5","HSS",null,"03_Tk_80x5,5","HSS",null,"03_Тк_80х5,5","HSS",null,"240X120X8.0RHS","RHS",null,null,null,null,null,"TUBO70X49X7.1"]
["100X50X2RHS","B",null,"HSS14X10X5/8","B",null,"HSS355.6X254X15.9","B",null,"HSS16X12X3/8","B",null,"HSS406.4X304.8X9.5","B",null,"RHS66X33X1.6","B",null,"UB457X191X82","W",null,"UC254X254X107","W",null,"IPEA360","W",null,"HE600X399","W",null,"H 900 X 300 X 16 X 28","W",null,"W360X410X744","W",null,"W10X10X112","W",null,"W250X250X167","W",null,"RHHF150X125X12.5","B",null,"HM550X300X11X18","W",null,"HS102X102X6.4","B",null,"HS102X102X6.4","B",null,"TUBO70X49X8","B",null,"ISLB100","W",null,"IPE100X55X8.1","IPE",null,"H950X400X16X32","W",null,"B 200X200X9","B",null,"SHS90X90X6","B",null,"Тп70x50x4","HSS",null,"03_Tk_80x6","HSS",null,"03_Тк_80х6","HSS",null,"260X180X6.0RHS","RHS",null,null,null,null,null,"TUBO70X49X8"]
["100X50X1.6RHS","B",null,"HSS14X10X1/2","B",null,"HSS355.6X254X12.7","B",null,"HSS16X12X5/16","B",null,"HSS406.4X304.8X7.9","B",null,"RHS66X33X2","B",null,"UB457X191X89","W",null,"UC254X254X132","W",null,"IPE360","W",null,"HE650A","W",null,"H 900 X 300 X 18 X 34","W",null,"W360X410X818","W",null,"W12X4X14","W",null,"W310X100X21.0","W",null,"RHHF160X80X4","B",null,"HM600X300X12X17","W",null,"HS102X102X4.8","B",null,"HS102X102X4.8","B",null,"TUBO70X35X3.6","B",null,"ISLB125","W",null,"IPEA120X64X8.7","IPE",null,"H950X400X16X28","W",null,"B 200X200X12","B",null,"SHS90X90X6.3","B",null,"Тп70x50x4,5","HSS",null,"03_Tk_80x6,5","HSS",null,"03_Тк_80х6,5","HSS",null,"260X180X8.0RHS","RHS",null,null,null,null,null,"TUBO70X35X3.6"]
["75X50X6RHS","B",null,"HSS14X10X3/8","B",null,"HSS355.6X254X9.5","B",null,"HSS16X8X5/8","B",null,"HSS406.4X203.2X15.9","B",null,"RHS66X33X2.2","B",null,"UB457X191X98","W",null,"UC254X254X167","W",null,"IPEO360","W",null,"HE650B","W",null,null,null,null,"W360X410X900","W",null,"W12X4X16","W",null,"W310X100X23.8","W",null,"RHHF160X80X5","B",null,"HM600X300X12X20","W",null,"HS102X102X3.2","B",null,"HS102X102X3.2","B",null,"TUBO70X35X4","B",null,"ISLB150","W",null,"IPE120X64X10.4","IPE",null,"H950X400X16X25","W",null,"B 250X250X5","B",null,"SHS90X90X8","B",null,"Тп70x50x5","HSS",null,"03_Tk_80x7","HSS",null,"03_Тк_80х7","HSS",null,"260X180X10.0RHS","RHS",null,null,null,null,null,"TUBO70X35X4"]
["75X50X5RHS","B",null,"HSS14X10X5/16","B",null,"HSS355.6X254X7.9","B",null,"HSS16X8X1/2","B",null,"HSS406.4X203.2X12.7","B",null,"RHS66X33X2.5","B",null,"UB533X210X82","W",null,"UC305X305X97","W",null,"IPEA400","W",null,"HE650M","W",null,null,null,null,"W360X410X990","W",null,"W12X4X19","W",null,"W310X100X28.3","W",null,"RHHF160X80X6.3","B",null,"HM600X300X14X23","W",null,"HS89X89X9.5","B",null,"HS89X89X9.5","B",null,"TUBO70X35X4.5","B",null,"ISLB175","W",null,"IPEA140X73X10.5","IPE",null,"H950X400X16X22","W",null,"B 250X250X6","B",null,"SHS100X100X3.6","B",null,"Тп70x50x5,5","HSS",null,"03_Tk_80x7,5","HSS",null,"03_Тк_80х7,5","HSS",null,"260X180X12.0RHS","RHS",null,null,null,null,null,"TUBO70X35X4.5"]
["75X50X4RHS","B",null,"HSS14X10X1/4","B",null,"HSS355.6X254X6.4","B",null,"HSS16X8X3/8","B",null,"HSS406.4X203.2X9.5","B",null,"RHS66X33X2.9","B",null,"UB533X210X92","W",null,"UC305X305X118","W",null,"IPE400","W",null,"HE650X343","W",null,null,null,null,"W360X410X1086","W",null,"W12X4X22","W",null,"W310X100X32.7","W",null,"RHHF160X80X8","B",null,"HN100X50X5X7","W",null,"HS89X89X8.0","B",null,"HS89X89X8.0","B",null,"TUBO70X35X5","B",null,"ISLB200","W",null,"IPE140X73X12.9","IPE",null,"H950X350X19X40","W",null,"B 250X250X8","B",null,"SHS100X100X4","B",null,"Тп70x50x6","HSS",null,"03_Tk_80x8","HSS",null,"03_Тк_80х8","HSS",null,"300X150X6.0RHS","RHS",null,null,null,null,null,"TUBO70X35X5"]
["75X50X3RHS","B",null,"HSS14X6X5/8","B",null,"HSS355.6X152.4X15.9","B",null,"HSS16X8X5/16","B",null,"HSS406.4X203.2X7.9","B",null,"RHS66X33X3.2","B",null,"UB533X210X101","W",null,"UC305X305X137","W",null,"IPEO400","W",null,"HE650X407","W",null,null,null,null,"W360X410X1202","W",null,"W12X6.5X26","W",null,"W310X165X38.7","W",null,"RHHF160X80X10","B",null,"HN125X60X6X8","W",null,"HS89X89X6.4","B",null,"HS89X89X6.4","B",null,"TUBO70X35X5.4","B",null,"ISLB225","W",null,"IPEA160X82X12.7","IPE",null,"H950X350X19X36","W",null,"B 250X250X9","B",null,"SHS100X100X5","B",null,"Тп80x40x2","HSS",null,"03_Tk_90x3","HSS",null,"03_Тк_90х3","HSS",null,"300X150X8.0RHS","RHS",null,null,null,null,null,"TUBO70X35X5.4"]
["75X50X2.8RHS","B",null,"HSS14X6X1/2","B",null,"HSS355.6X152.4X12.7","B",null,"HSS16X8X1/4","B",null,"HSS406.4X203.2X6.4","B",null,"RHS60X40X1.6","B",null,"UB533X210X109","W",null,"UC305X305X158","W",null,"IPEA450","W",null,"HE700A","W",null,null,null,null,"W360X410X1299","W",null,"W12X6.5X30","W",null,"W310X165X44.5","W",null,"RHHF200X100X5","B",null,"HN150X75X5X7","W",null,"HS89X89X4.8","B",null,"HS89X89X4.8","B",null,"TUBO70X35X5.9","B",null,"ISLB250","W",null,"IPE160X82X15.8","IPE",null,"H950X350X19X32","W",null,"B 250X250X12","B",null,"SHS100X100X6","B",null,"Тп80x40x2,5","HSS",null,"03_Tk_90x3,5","HSS",null,"03_Тк_90х3,5","HSS",null,"300X150X10.0RHS","RHS",null,null,null,null,null,"TUBO70X35X5.9"]
["75X50X2.5RHS","B",null,"HSS14X6X3/8","B",null,"HSS355.6X152.4X9.5","B",null,"HSS16X4X5/8","B",null,"HSS406.4X101.6X15.9","B",null,"RHS60X40X2","B",null,"UB533X210X122","W",null,"UC305X305X198","W",null,"IPE450","W",null,"HE700B","W",null,null,null,null,"W610X230X125","W",null,"W12X6.5X35","W",null,"W310X165X52","W",null,"RHHF200X100X6.3","B",null,"HN175X90X5X8","W",null,"HS89X89X3.2","B",null,"HS89X89X3.2","B",null,"TUBO80X80X4.5","B",null,"ISLB275","W",null,"IPEA180X91X15.4","IPE",null,"H950X350X19X28","W",null,"B 300X300X4.5","B",null,"SHS100X100X6.3","B",null,"Тп80x40x3","HSS",null,"03_Tk_90x4","HSS",null,"03_Тк_90х4","HSS",null,"300X150X12.0RHS","RHS",null,null,null,null,null,"TUBO80X80X4.5"]
["75X50X2.3RHS","B",null,"HSS14X6X5/16","B",null,"HSS355.6X152.4X7.9","B",null,"HSS16X4X1/2","B",null,"HSS406.4X101.6X12.7","B",null,"RHS60X40X2.2","B",null,"UB610X229X101","W",null,"UC305X305X240","W",null,"IPEO450","W",null,"HE700M","W",null,null,null,null,"W610X230X140","W",null,"W12X8X40","W",null,"W310X200X60","W",null,"RHHF200X100X8","B",null,"HN200X100X4.5X7","W",null,"HS76X76X9.5","B",null,"HS76X76X9.5","B",null,"TUBO80X80X5","B",null,"ISLB300","W",null,"IPE180X91X18.8","IPE",null,"H950X350X19X25","W",null,"B 300X300X6","B",null,"SHS100X100X8","B",null,"Тп80x40x3,5","HSS",null,"03_Tk_90x4,5","HSS",null,"03_Тк_90х4,5","HSS",null,"300X200X6.0RHS","RHS",null,null,null,null,null,"TUBO80X80X5"]
["75X50X2RHS","B",null,"HSS14X6X1/4","B",null,"HSS355.6X152.4X6.4","B",null,"HSS16X4X3/8","B",null,"HSS406.4X101.6X9.5","B",null,"RHS60X40X2.5","B",null,"UB610X229X113","W",null,"UC305X305X283","W",null,"IPEA500","W",null,"HE700X352","W",null,null,null,null,"W610X230X153","W",null,"W12X8X45","W",null,"W310X200X67","W",null,"RHHF200X100X10","B",null,"HN200X100X5.5X8","W",null,"HS76X76X8.0","B",null,"HS76X76X8.0","B",null,"TUBO80X80X5.4","B",null,"ISLB325","W",null,"IPEO180X92X21.3","IPE",null,"H950X350X16X32","W",null,"B 300X300X9","B",null,"SHS100X100X10","B",null,"Тп80x40x4","HSS",null,"03_Tk_90x5","HSS",null,"03_Тк_90х5","HSS",null,"300X200X8.0RHS","RHS",null,null,null,null,null,"TUBO80X80X5.4"]
["75X50X1.6RHS","B",null,"HSS14X6X3/16","B",null,"HSS355.6X152.4X4.8","B",null,"HSS16X4X5/16","B",null,"HSS406.4X101.6X7.9","B",null,"RHS60X40X2.9","B",null,"UB610X229X125","W",null,"UC356X368X129","W",null,"IPE500","W",null,"HE700X418","W",null,null,null,null,"W610X325X155","W",null,"W12X8X50","W",null,"W310X200X74","W",null,"RHHF200X100X12.5","B",null,"HN250X125X5X8","W",null,"HS76X76X6.4","B",null,"HS76X76X6.4","B",null,"TUBO80X80X5.9","B",null,"ISLB350","W",null,"IPEA200X100X18.4","IPE",null,"H950X350X16X28","W",null,"B 300X300X12","B",null,"SHS120X120X4","B",null,"Тп80x40x4,5","HSS",null,"03_Tk_90x5,5","HSS",null,"03_Тк_90х5,5","HSS",null,"300X200X10.0RHS","RHS",null,null,null,null,null,"TUBO80X80X5.9"]
["75X25X2.5RHS","B",null,"HSS14X4X5/8","B",null,"HSS355.6X101.6X15.9","B",null,"HSS16X4X1/4","B",null,"HSS406.4X101.6X6.4","B",null,"RHS60X40X3.2","B",null,"UB610X229X140","W",null,"UC356X368X153","W",null,"IPEO500","W",null,"HE800A","W",null,null,null,null,"W610X325X174","W",null,"W12X10X53","W",null,"W310X250X79","W",null,"RHHF200X120X5","B",null,"HN250X125X6X9","W",null,"HS76X76X4.8","B",null,"HS76X76X4.8","B",null,"TUBO80X80X7.1","B",null,"ISLB400","W",null,"IPE200X100X22.4","IPE",null,"H950X350X16X25","W",null,"B 350X350X9","B",null,"SHS120X120X5","B",null,"Тп80x40x5","HSS",null,"03_Tk_90x6","HSS",null,"03_Тк_90х6","HSS",null,"300X200X12.0RHS","RHS",null,null,null,null,null,"TUBO80X80X7.1"]
["75X25X2RHS","B",null,"HSS14X4X1/2","B",null,"HSS355.6X101.6X12.7","B",null,"HSS16X4X3/16","B",null,"HSS406.4X101.6X4.8","B",null,"RHS60X40X3.6","B",null,"UB610X305X149","W",null,"UC356X368X177","W",null,"IPEA550","W",null,"HE800B","W",null,null,null,null,"W610X325X195","W",null,"W12X10X58","W",null,"W310X250X86","W",null,"RHHF200X120X6.3","B",null,"HN300X150X5.5X8","W",null,"HS76X76X3.2","B",null,"HS76X76X3.2","B",null,"TUBO80X80X8","B",null,"ISLB450","W",null,"IPEO200X102X25.1","IPE",null,"H950X350X16X22","W",null,"B 350X350X12","B",null,"SHS120X120X6","B",null,"Тп80x40x5,5","HSS",null,"03_Tk_90x6,5","HSS",null,"03_Тк_90х6,5","HSS",null,"25X25X1.6SHS","SHS",null,null,null,null,null,"TUBO80X80X8"]
["75X25X1.6RHS","B",null,"HSS14X4X3/8","B",null,"HSS355.6X101.6X9.5","B",null,"HSS14X14X7/8","B",null,"HSS355.6X355.6X22.2","B",null,"RHS60X40X4","B",null,"UB610X305X179","W",null,"UC356X368X202","W",null,"IPE550","W",null,"HE800M","W",null,null,null,null,"W610X325X217","W",null,"W12X12X65","W",null,"W310X310X97","W",null,"RHHF200X120X8","B",null,"HN300X150X6.5X9","W",null,"HS64X64X8.0","B",null,"HS64X64X8.0","B",null,"TUBO80X80X10","B",null,"ISLB500","W",null,"IPEA220X110X22.2","IPE",null,"H950X300X19X40","W",null,"B 50X20X1.6","B",null,"SHS120X120X6.3","B",null,"Тп80x40x6","HSS",null,"03_Tk_90x7","HSS",null,"03_Тк_90х7","HSS",null,"25X25X2.0SHS","SHS",null,null,null,null,null,"TUBO80X80X10"]
["65X35X4RHS","B",null,"HSS14X4X5/16","B",null,"HSS355.6X101.6X7.9","B",null,"HSS14X14X3/4","B",null,"HSS355.6X355.6X19","B",null,"RHS60X40X4.5","B",null,"UB610X305X238","W",null,"UC356X406X235","W",null,"IPEO550","W",null,"HE800X373","W",null,null,null,null,"W610X325X241","W",null,"W12X12X72","W",null,"W310X310X107","W",null,"RHHF200X120X10","B",null,"HN350X175X6X9","W",null,"HS64X64X6.4","B",null,"HS64X64X6.4","B",null,"TUBO80X80X12.5","B",null,"ISLB550","W",null,"IPE220X110X26.2","IPE",null,"H950X300X19X36","W",null,"B 50X20X2.3","B",null,"SHS120X120X8","B",null,"Тп80x60x2","HSS",null,"03_Tk_90x7,5","HSS",null,"03_Тк_90х7,5","HSS",null,"25X25X2.6SHS","SHS",null,null,null,null,null,"TUBO80X80X12.5"]
["65X35X3RHS","B",null,"HSS14X4X1/4","B",null,"HSS355.6X101.6X6.4","B",null,"HSS14X14X5/8","B",null,"HSS355.6X355.6X15.9","B",null,"RHS60X40X5","B",null,"UB686X254X125","W",null,"UC356X406X287","W",null,"IPEA600","W",null,"HE800X444","W",null,null,null,null,"W610X325X262","W",null,"W12X12X79","W",null,"W310X310X117","W",null,"RHHF200X120X14.2","B",null,"HN350X175X7X11","W",null,"HS64X64X4.8","B",null,"HS64X64X4.8","B",null,"TUBO80X80X14.2","B",null,"ISLB600","W",null,"IPEO220X112X29.3","IPE",null,"H950X300X19X32","W",null,"B 50X30X1.6","B",null,"SHS120X120X10","B",null,"Тп80x60x2,5","HSS",null,"03_Tk_90x8","HSS",null,"03_Тк_90х8","HSS",null,"25X25X3.2SHS","SHS",null,null,null,null,null,"TUBO80X80X14.2"]
["65X35X2.8RHS","B",null,"HSS14X4X3/16","B",null,"HSS355.6X101.6X4.8","B",null,"HSS14X14X1/2","B",null,"HSS355.6X355.6X12.7","B",null,"RHS60X40X6","B",null,"UB686X254X140","W",null,"UC356X406X340","W",null,"IPE600","W",null,"HE900A","W",null,null,null,null,"W610X325X285","W",null,"W12X12X87","W",null,"W310X310X129","W",null,"RHHF200X150X8","B",null,"HN400X150X8X13","W",null,"HS64X64X3.2","B",null,"HS64X64X3.2","B",null,"TUBO80X56X3.6","B",null,"ISMB100","W",null,"IPEA240X120X26.1","IPE",null,"H950X300X19X28","W",null,"B 50X30X2.3","B",null,"SHS120X120X12","B",null,"Тп80x60x3","HSS",null,"03_Tk_100x3","HSS",null,"03_Тк_100х3","HSS",null,"30X30X2.0SHS","SHS",null,null,null,null,null,"TUBO80X56X3.6"]
["65X35X2.5RHS","B",null,"HSS12X12X5/8","B",null,"HSS304.8X304.8X15.9","B",null,"HSS14X14X3/8","B",null,"HSS355.6X355.6X9.5","B",null,"RHS75X25X1.6","B",null,"UB686X254X152","W",null,"UC356X406X393","W",null,"IPEO600","W",null,"HE900B","W",null,null,null,null,"W610X325X307","W",null,"W12X12X96","W",null,"W310X310X143","W",null,"RHHF200X150X10","B",null,"HN400X200X7X11","W",null,"HS51X51X6.4","B",null,"HS51X51X6.4","B",null,"TUBO80X56X4","B",null,"ISMB125","W",null,"IPE240X120X30.7","IPE",null,"H950X300X19X25","W",null,"B 60X30X1.6","B",null,"SHS120X120X12.5","B",null,"Тп80x60x3,5","HSS",null,"03_Tk_100x3,5","HSS",null,"03_Тк_100х3,5","HSS",null,"30X30X2.6SHS","SHS",null,null,null,null,null,"TUBO80X56X4"]
["65X35X2.3RHS","B",null,"HSS12X12X1/2","B",null,"HSS304.8X304.8X12.7","B",null,"HSS14X14X5/16","B",null,"HSS355.6X355.6X7.9","B",null,"RHS75X25X2","B",null,"UB686X254X170","W",null,"UC356X406X467","W",null,"IPE750X137","W",null,"HE900M","W",null,null,null,null,"W610X325X341","W",null,"W12X12X106","W",null,"W310X310X158","W",null,"RHHF250X120X10","B",null,"HN400X200X8X13","W",null,"HS51X51X4.8","B",null,"HS51X51X4.8","B",null,"TUBO80X56X4.5","B",null,"ISMB150","W",null,"IPEO240X122X34.3","IPE",null,"H950X300X16X32","W",null,"B 60X30X2.3","B",null,"SHS140X140X5","B",null,"Тп80x60x4","HSS",null,"03_Tk_100x4","HSS",null,"03_Тк_100х4","HSS",null,"30X30X3.2SHS","SHS",null,null,null,null,null,"TUBO80X56X4.5"]
["65X35X2RHS","B",null,"HSS12X12X3/8","B",null,"HSS304.8X304.8X9.5","B",null,"HSS14X10X5/8","B",null,"HSS355.6X254X15.9","B",null,"RHS75X25X2.5","B",null,"UB762X267X134","W",null,"UC356X406X509","W",null,"IPE750X147","W",null,"HE900X391","W",null,null,null,null,"W610X325X415","W",null,"W12X12X120","W",null,"W310X310X179","W",null,"RHHF250X120X12.5","B",null,"HN450X150X7X12","W",null,"HS51X51X3.2","B",null,"HS51X51X3.2","B",null,"TUBO80X56X5","B",null,"ISMB175","W",null,"IPEA270X135X30.7","IPE",null,"H950X300X16X28","W",null,"B 60X30X3.2","B",null,"SHS140X140X6","B",null,"Тп80x60x4,5","HSS",null,"03_Tk_100x4,5","HSS",null,"03_Тк_100х4,5","HSS",null,"38X38X2.0SHS","SHS",null,null,null,null,null,"TUBO80X56X5"]
["50X25X3RHS","B",null,"HSS12X12X5/16","B",null,"HSS304.8X304.8X7.9","B",null,"HSS14X10X1/2","B",null,"HSS355.6X254X12.7","B",null,"RHS75X25X2.9","B",null,"UB762X267X147","W",null,"UC356X406X551","W",null,"IPE750X173","W",null,"HE900X466","W",null,null,null,null,"W610X325X455","W",null,"W12X12X136","W",null,"W310X310X202","W",null,"RHHF250X120X14.2","B",null,"HN450X150X8X14","W",null,"HS38X38X4.8","B",null,"HS38X38X4.8","B",null,"TUBO80X56X5.4","B",null,"ISMB200","W",null,"IPE270X135X36.1","IPE",null,"H950X300X16X25","W",null,"B 75X20X1.6","B",null,"SHS140X140X6.3","B",null,"Тп80x60x5","HSS",null,"03_Tk_100x5","HSS",null,"03_Тк_100х5","HSS",null,"38X38X2.6SHS","SHS",null,null,null,null,null,"TUBO80X56X5.4"]
["50X25X2.8RHS","B",null,"HSS12X12X1/4","B",null,"HSS304.8X304.8X6.4","B",null,"HSS14X10X3/8","B",null,"HSS355.6X254X9.5","B",null,"RHS75X25X3.2","B",null,"UB762X267X173","W",null,"UC356X406X592","W",null,"IPE750X196","W",null,"HE1000X249","W",null,null,null,null,"W610X325X498","W",null,"W12X12X152","W",null,"W310X310X226","W",null,"RHHF250X150X5","B",null,"HN450X200X8X12","W",null,"HS38X38X3.2","B",null,"HS38X38X3.2","B",null,"TUBO80X56X5.9","B",null,"ISMB225","W",null,"IPEO270X136X42.3","IPE",null,"H950X300X16X22","W",null,"B 75X20X2.3","B",null,"SHS140X140X8","B",null,"Тп80x60x5,5","HSS",null,"03_Tk_100x5,5","HSS",null,"03_Тк_100х5,5","HSS",null,"38X38X3.2SHS","SHS",null,null,null,null,null,"TUBO80X56X5.9"]
["50X25X2.5RHS","B",null,"HSS12X12X3/16","B",null,"HSS304.8X304.8X4.8","B",null,"HSS14X10X5/16","B",null,"HSS355.6X254X7.9","B",null,"RHS70X30X3","B",null,"UB762X267X197","W",null,"UC356X406X634","W",null,"HE100AA","W",null,"HE1000A","W",null,null,null,null,"W610X325X551","W",null,"W12X12X170","W",null,"W310X310X253","W",null,"RHHF250X150X6.3","B",null,"HN450X200X9X14","W",null,"HS356X254X16","B",null,"HS356X254X16","B",null,"TUBO80X56X7.1","B",null,"ISMB250","W",null,"IPEA300X150X36.5","IPE",null,"H950X250X19X36","W",null,"B 75X45X1.6","B",null,"SHS140X140X10","B",null,"Тп80x60x6","HSS",null,"03_Tk_100x6","HSS",null,"03_Тк_100х6","HSS",null,"38X38X4.0SHS","SHS",null,null,null,null,null,"TUBO80X56X7.1"]
["50X25X2.3RHS","B",null,"HSS12X10X1/2","B",null,"HSS304.8X254X12.7","B",null,"HSS14X10X1/4","B",null,"HSS355.6X254X6.4","B",null,"RHS70X30X3.2","B",null,"UB838X292X176","W",null,"UC356X406X677","W",null,"HE100A","W",null,"HE1000B","W",null,null,null,null,"W690X250X152","W",null,"W12X12X190","W",null,"W310X310X283","W",null,"RHHF250X150X8","B",null,"HN475X150X7X13","W",null,"HS356X254X13","B",null,"HS356X254X13","B",null,"TUBO80X56X8","B",null,"ISMB300","W",null,"IPE300X150X42.2","IPE",null,"H950X250X19X32","W",null,"B 75X45X2.3","B",null,"SHS140X140X12","B",null,"Тп80x60x6,5","HSS",null,"03_Tk_100x6,5","HSS",null,"03_Тк_100х6,5","HSS",null,"40X40X2.6SHS","SHS",null,null,null,null,null,"TUBO80X56X8"]
["50X25X2RHS","B",null,"HSS12X10X3/8","B",null,"HSS304.8X254X9.5","B",null,"HSS14X6X5/8","B",null,"HSS355.6X152.4X15.9","B",null,"RHS70X30X3.6","B",null,"UB838X292X194","W",null,"UC356X406X744","W",null,"HE100B","W",null,"HE1000M","W",null,null,null,null,"W690X250X170","W",null,"W12X12X210","W",null,"W310X310X313","W",null,"RHHF250X150X10","B",null,"HN475X150X8.5X15.5","W",null,"HS356X254X9.5","B",null,"HS356X254X9.5","B",null,"TUBO80X56X10","B",null,"ISMB350","W",null,"IPEO300X152X49.3","IPE",null,"H950X250X19X28","W",null,"B 75X45X3.2","B",null,"SHS140X140X12.5","B",null,"Тп80x60x7","HSS",null,"03_Tk_100x7","HSS",null,"03_Тк_100х7","HSS",null,"40X40X2.9SHS","SHS",null,null,null,null,null,"TUBO80X56X10"]
["50X25X1.6RHS","B",null,"HSS12X10X5/16","B",null,"HSS304.8X254X7.9","B",null,"HSS14X6X1/2","B",null,"HSS355.6X152.4X12.7","B",null,"RHS70X30X4","B",null,"UB838X292X226","W",null,"UC356X406X818","W",null,"HE100C","W",null,"HE1000X393","W",null,null,null,null,"W690X250X192","W",null,"W12X12X230","W",null,"W310X310X342","W",null,"RHHF250X150X12.5","B",null,"HN475X150X10.5X19","W",null,"HS305X203X16","B",null,"HS305X203X16","B",null,"TUBO80X40X3.6","B",null,"ISMB400","W",null,"NPB300X150X36.5","NPB",null,"H950X250X19X25","W",null,"B 80X40X1.6","B",null,"SHS150X150X5","B",null,"Тп80x70x3","HSS",null,"03_Tk_100x7,5","HSS",null,"03_Тк_100х7,5","HSS",null,"40X40X3.2SHS","SHS",null,null,null,null,null,{"$f":"IF(OFFSET(A67,0,($CJ$2-1)*3)=0,\"\",OFFSET(A67,0,($CJ$2-1)*3))","v":"TUBO80X40X3.6"}]
["50X20X3RHS","B",null,"HSS12X10X1/4","B",null,"HSS304.8X254X6.4","B",null,"HSS14X6X3/8","B",null,"HSS355.6X152.4X9.5","B",null,"RHS70X30X4.5","B",null,"UB914X305X201","W",null,"UC356X406X900","W",null,"HE100M","W",null,"HE1000X415","W",null,null,null,null,"W760X265X161","W",null,"W14X5X22","W",null,"W360X130X32.9","W",null,"RHHF250X150X14.2","B",null,"HN500X150X7X12","W",null,"HS305X203X13","B",null,"HS305X203X13","B",null,"TUBO80X40X4","B",null,"ISMB450","W",null,"NPB300X150X42.2","NPB",null,"H950X250X16X32","W",null,"B 80X40X2.3","B",null,"SHS150X150X6","B",null,"Тп80x70x3,5","HSS",null,"03_Tk_100x8","HSS",null,"03_Тк_100х8","HSS",null,"40X40X4.0SHS","SHS",null,null,null,null,null,"TUBO80X40X4"]
["50X20X2.8RHS","B",null,"HSS12X8X5/8","B",null,"HSS304.8X203.2X15.9","B",null,"HSS14X6X5/16","B",null,"HSS355.6X152.4X7.9","B",null,"RHS70X30X5","B",null,"UB914X305X224","W",null,"UC356X406X990","W",null,"HE120AA","W",null,"HE1000X438","W",null,null,null,null,"W760X265X173","W",null,"W14X5X26","W",null,"W360X130X39.0","W",null,"RHHF250X150X16","B",null,"HN500X150X9X16","W",null,"HS305X203X9.5","B",null,"HS305X203X9.5","B",null,"TUBO80X40X4.5","B",null,"ISMB500","W",null,"NPB300X150X49.3","NPB",null,"H950X250X16X28","W",null,"B 80X40X3.2","B",null,"SHS150X150X6.3","B",null,"Тп80x70x4","HSS",null,"03_Tk_120x3","HSS",null,"03_Тк_120х3","HSS",null,"50X50X2.6SHS","SHS",null,null,null,null,null,"TUBO80X40X4.5"]
["50X20X2.5RHS","B",null,"HSS12X8X1/2","B",null,"HSS304.8X203.2X12.7","B",null,"HSS14X6X1/4","B",null,"HSS355.6X152.4X6.4","B",null,"RHS70X30X5.4","B",null,"UB914X305X238","W",null,"UC356X406X1086","W",null,"HE120A","W",null,"HE1000X494","W",null,null,null,null,"W760X265X185","W",null,"W14X6.75X30","W",null,"W360X170X44.6","W",null,"RHHF250X200X10","B",null,"HN500X150X10X18","W",null,"HS305X203X8.0","B",null,"HS305X203X8.0","B",null,"TUBO80X40X5","B",null,"ISMB550","W",null,"NPB350X170X50.2","NPB",null,"H950X250X16X25","W",null,"B 90X45X2.3","B",null,"SHS150X150X8","B",null,"Тп80x70x4,5","HSS",null,"03_Tk_120x3,5","HSS",null,"03_Тк_120х3,5","HSS",null,"50X50X2.9SHS","SHS",null,null,null,null,null,"TUBO80X40X5"]
["50X20X2.3RHS","B",null,"HSS12X8X3/8","B",null,"HSS304.8X203.2X9.5","B",null,"HSS14X6X3/16","B",null,"HSS355.6X152.4X4.8","B",null,"RHS70X30X6","B",null,"UB914X305X253","W",null,"UC356X406X1202","W",null,"HE120B","W",null,"HE1000X584","W",null,null,null,null,"W760X265X196","W",null,"W14X6.75X34","W",null,"W360X170X51","W",null,"RHHF250X200X12.5","B",null,"HN500X200X9X14","W",null,"HS305X203X6.4","B",null,"HS305X203X6.4","B",null,"TUBO80X40X5.4","B",null,"ISMB600","W",null,"NPB350X170X57.1","NPB",null,"H950X250X16X22","W",null,"B 90X45X3.2","B",null,"SHS150X150X10","B",null,"Тп80x70x5","HSS",null,"03_Tk_120x4","HSS",null,"03_Тк_120х4","HSS",null,"50X50X3.6SHS","SHS",null,null,null,null,null,"TUBO80X40X5.4"]
["50X20X2RHS","B",null,"HSS12X8X5/16","B",null,"HSS304.8X203.2X7.9","B",null,"HSS14X4X5/8","B",null,"HSS355.6X101.6X15.9","B",null,"RHS70X30X8","B",null,"UB914X305X271","W",null,"UC356X406X1299","W",null,"HE120C","W",null,"HL920X344","W",null,null,null,null,"W760X265X220","W",null,"W14X6.75X38","W",null,"W360X170X58","W",null,"RHHF250X200X14.2","B",null,"HN500X200X10X16","W",null,"HS254X152X16","B",null,"HS254X152X16","B",null,"TUBO80X40X5.9","B",null,"ISWB150","W",null,"NPB350X170X66","NPB",null,"H900X400X19X40","W",null,"B 100X20X1.6","B",null,"SHS150X150X12","B",null,"Тп80x70x5,5","HSS",null,"03_Tk_120x4,5","HSS",null,"03_Тк_120х4,5","HSS",null,"50X50X4.5SHS","SHS",null,null,null,null,null,"TUBO80X40X5.9"]
["50X20X1.6RHS","B",null,"HSS12X8X1/4","B",null,"HSS304.8X203.2X6.4","B",null,"HSS14X4X1/2","B",null,"HSS355.6X101.6X12.7","B",null,"RHS70X50X3","B",null,"UB914X305X289","W",null,"UBP254X254X85","W",null,"HE120M","W",null,"HL920X368","W",null,null,null,null,"W840X295X193","W",null,"W14X8X43","W",null,"W360X200X64","W",null,"RHHF260X140X5","B",null,"HN500X200X11X19","W",null,"HS254X152X13","B",null,"HS254X152X13","B",null,"TUBO80X40X7.1","B",null,"ISWB175","W",null,"NPB400X180X57.4","NPB",null,"H900X400X19X36","W",null,"B 100X20X2.3","B",null,"SHS150X150X12.5","B",null,"Тп80x70x6","HSS",null,"03_Tk_120x5","HSS",null,"03_Тк_120х5","HSS",null,"60X60X2.6SHS","SHS",null,null,null,null,null,"TUBO80X40X7.1"]
["250X250X9SHS","B",null,"HSS12X8X3/16","B",null,"HSS304.8X203.2X4.8","B",null,"HSS14X4X3/8","B",null,"HSS355.6X101.6X9.5","B",null,"RHS70X50X3.2","B",null,"UB914X305X313","W",null,"UBP305X305X110","W",null,"HE140AA","W",null,"HL920X390","W",null,null,null,null,"W840X295X210","W",null,"W14X8X48","W",null,"W360X200X72","W",null,"RHHF260X140X6.3","B",null,"HN550X200X9X14","W",null,"HS254X152X9.5","B",null,"HS254X152X9.5","B",null,"TUBO90X90X5","B",null,"ISWB200","W",null,"NPB400X180X66.3","NPB",null,"H900X400X19X32","W",null,"B 100X40X1.6","B",null,"SHS150X150X16","B",null,"Тп80x70x6,5","HSS",null,"03_Tk_120x5,5","HSS",null,"03_Тк_120х5,5","HSS",null,"60X60X2.9SHS","SHS",null,null,null,null,null,"TUBO90X90X5"]
["250X250X6SHS","B",null,"HSS12X6X5/8","B",null,"HSS304.8X152.4X15.9","B",null,"HSS14X4X5/16","B",null,"HSS355.6X101.6X7.9","B",null,"RHS70X50X3.6","B",null,"UB914X305X345","W",null,"UBP305X305X126","W",null,"HE140A","W",null,"HL920X420","W",null,null,null,null,"W840X295X226","W",null,"W14X8X53","W",null,"W360X200X79","W",null,"RHHF260X140X8","B",null,"HN550X200X10X16","W",null,"HS254X152X8.0","B",null,"HS254X152X8.0","B",null,"TUBO90X90X5.4","B",null,"ISWB225","W",null,"NPB400X180X75.7","NPB",null,"H900X400X19X28","W",null,"B 100X40X2.3","B",null,"SHS160X160X5","B",null,"Тп80x70x7","HSS",null,"03_Tk_120x6","HSS",null,"03_Тк_120х6","HSS",null,"60X60X3.2SHS","SHS",null,null,null,null,null,"TUBO90X90X5.4"]
["200X200X9SHS","B",null,"HSS12X6X1/2","B",null,"HSS304.8X152.4X12.7","B",null,"HSS14X4X1/4","B",null,"HSS355.6X101.6X6.4","B",null,"RHS70X50X4","B",null,"UB914X305X381","W",null,"UBP305X305X149","W",null,"HE140B","W",null,"HL920X449","W",null,null,null,null,"W840X295X251","W",null,"W14X10X61","W",null,"W360X250X91","W",null,"RHHF260X140X10","B",null,"HN550X200X10X15","W",null,"HS254X152X6.4","B",null,"HS254X152X6.4","B",null,"TUBO90X90X5.9","B",null,"ISWB250","W",null,"NPB450X190X67.1","NPB",null,"H900X400X16X32","W",null,"B 100X40X4.2","B",null,"SHS160X160X6","B",null,"Тп90x50x3","HSS",null,"03_Tk_120x6,5","HSS",null,"03_Тк_120х6,5","HSS",null,"60X60X4.0SHS","SHS",null,null,null,null,null,"TUBO90X90X5.9"]
["200X200X6SHS","B",null,"HSS12X6X3/8","B",null,"HSS304.8X152.4X9.5","B",null,"HSS14X4X3/16","B",null,"HSS355.6X101.6X4.8","B",null,"RHS70X50X5","B",null,"UB914X305X425","W",null,"UBP305X305X186","W",null,"HE140C","W",null,"HL920X491","W",null,null,null,null,"W920X310X223","W",null,"W14X10X68","W",null,"W360X250X101","W",null,"RHHF260X140X12.5","B",null,"HN600X200X11X17","W",null,"HS203X152X13","B",null,"HS203X152X13","B",null,"TUBO90X90X7.1","B",null,"ISWB300","W",null,"NPB450X190X77.6","NPB",null,"H900X400X16X28","W",null,"B 100X50X1.6","B",null,"SHS160X160X6.3","B",null,"Тп90x50x3,5","HSS",null,"03_Tk_120x7","HSS",null,"03_Тк_120х7","HSS",null,"60X60X4.8SHS","SHS",null,null,null,null,null,"TUBO90X90X7.1"]
["200X200X5SHS","B",null,"HSS12X6X5/16","B",null,"HSS304.8X152.4X7.9","B",null,"HSS12X12X3/4","B",null,"HSS304.8X304.8X19","B",null,"RHS70X50X5.4","B",null,"UB914X305X474","W",null,"UBP305X305X223","W",null,"HE140M","W",null,"HL920X537","W",null,null,null,null,"W920X310X238","W",null,"W14X10X74","W",null,"W360X250X110","W",null,"RHHF260X140X14.2","B",null,"HN600X200X12X20","W",null,"HS203X152X9.5","B",null,"HS203X152X9.5","B",null,"TUBO90X90X8","B",null,"ISWB350","W",null,"NPB450X190X92.4","NPB",null,"H900X400X16X25","W",null,"B 100X50X2.3","B",null,"SHS160X160X8","B",null,"Тп90x50x4","HSS",null,"03_Tk_120x7,5","HSS",null,"03_Тк_120х7,5","HSS",null,"72X72X3.2SHS","SHS",null,null,null,null,null,"TUBO90X90X8"]
["150X150X9SHS","B",null,"HSS12X6X1/4","B",null,"HSS304.8X152.4X6.4","B",null,"HSS12X12X5/8","B",null,"HSS304.8X304.8X15.9","B",null,"RHS70X50X6","B",null,"UB914X305X521","W",null,"UBP356X368X109","W",null,"HE160AA","W",null,"HL920X588","W",null,null,null,null,"W920X310X253","W",null,"W14X10X82","W",null,"W360X250X122","W",null,"RHHF260X140X16","B",null,"HN625X200X11.5X17.5","W",null,"HS203X152X8.0","B",null,"HS203X152X8.0","B",null,"TUBO90X90X10","B",null,"ISWB400","W",null,"NPB500X200X79.4","NPB",null,"H900X350X19X40","W",null,"B 100X50X3.2","B",null,"SHS160X160X10","B",null,"Тп90x50x4,5","HSS",null,"03_Tk_120x8","HSS",null,"03_Тк_120х8","HSS",null,"72X72X4.0SHS","SHS",null,null,null,null,null,"TUBO90X90X10"]
["150X150X6SHS","B",null,"HSS12X6X3/16","B",null,"HSS304.8X152.4X4.8","B",null,"HSS12X12X1/2","B",null,"HSS304.8X304.8X12.7","B",null,"RHS70X50X8","B",null,"UB914X305X576","W",null,"UBP356X368X133","W",null,"HE160A","W",null,"HL920X656","W",null,null,null,null,"W920X310X271","W",null,"W14X14.5X90","W",null,"W360X370X134","W",null,"RHHF300X100X8","B",null,"HN625X200X13X20","W",null,"HS203X152X6.4","B",null,"HS203X152X6.4","B",null,"TUBO90X90X12.5","B",null,"ISWB450","W",null,"NPB500X200X90.7","NPB",null,"H900X350X19X36","W",null,"B 100X50X4.5","B",null,"SHS160X160X12","B",null,"Тп90x50x5","HSS",null,"03_Tk_140x4","HSS",null,"03_Тк_140х4","HSS",null,"72X72X4.8SHS","SHS",null,null,null,null,null,"TUBO90X90X12.5"]
["150X150X5SHS","B",null,"HSS12X4X5/8","B",null,"HSS304.8X101.6X15.9","B",null,"HSS12X12X3/8","B",null,"HSS304.8X304.8X9.5","B",null,"RHS75X25X1.6","B",null,"UB914X419X343","W",null,"UBP356X368X152","W",null,"HE160B","W",null,"HL920X725","W",null,null,null,null,"W920X310X289","W",null,"W14X14.5X99","W",null,"W360X370X147","W",null,"RHHF300X100X10","B",null,"HN625X200X15X24","W",null,"HS203X152X4.8","B",null,"HS203X152X4.8","B",null,"TUBO90X90X14.2","B",null,"ISWB500","W",null,"NPB500X200X107.3","NPB",null,"H900X350X19X32","W",null,"B 125X40X1.6","B",null,"SHS160X160X12.5","B",null,"Тп90x50x5,5","HSS",null,"03_Tk_140x4,5","HSS",null,"03_Тк_140х4,5","HSS",null,"80X80X3.2SHS","SHS",null,null,null,null,null,"TUBO90X90X14.2"]
["150X150X4SHS","B",null,"HSS12X4X1/2","B",null,"HSS304.8X101.6X12.7","B",null,"HSS12X12X5/16","B",null,"HSS304.8X304.8X7.9","B",null,"RHS75X25X2","B",null,"UB914X419X388","W",null,"UBP356X368X174","W",null,"HE160C","W",null,"HL920X787","W",null,null,null,null,"W920X310X313","W",null,"W14X14.5X109","W",null,"W360X370X162","W",null,"RHHF300X100X14.2","B",null,"HN650X300X10X15","W",null,"HS203X102X13","B",null,"HS203X102X13","B",null,"TUBO90X90X16","B",null,"ISWB550","W",null,"NPB600X220X107.6","NPB",null,"H900X350X19X28","W",null,"B 125X40X2.3","B",null,"SHS160X160X16","B",null,"Тп90x50x6","HSS",null,"03_Tk_140x5","HSS",null,"03_Тк_140х5","HSS",null,"80X80X4.0SHS","SHS",null,null,null,null,null,"TUBO90X90X16"]
["150X150X3SHS","B",null,"HSS12X4X3/8","B",null,"HSS304.8X101.6X9.5","B",null,"HSS12X12X1/4","B",null,"HSS304.8X304.8X6.4","B",null,"RHS75X25X2.2","B",null,"UB1016X305X222","W",null,null,null,null,"HE160M","W",null,"HL920X970","W",null,null,null,null,"W920X310X345","W",null,"W14X14.5X120","W",null,"W360X370X179","W",null,"RHHF300X150X8","B",null,"HN650X300X11X17","W",null,"HS203X102X9.5","B",null,"HS203X102X9.5","B",null,"TUBO90X90X17.5","B",null,"ISWB600-1","W",null,"NPB600X220X122.4","NPB",null,"H900X350X19X25","W",null,"B 125X75X2.3","B",null,"SHS180X180X5","B",null,"Тп90x50x6,5","HSS",null,"03_Tk_140x5,5","HSS",null,"03_Тк_140х5,5","HSS",null,"80X80X4.8SHS","SHS",null,null,null,null,null,"TUBO90X90X17.5"]
["125X125X9SHS","B",null,"HSS12X4X5/16","B",null,"HSS304.8X101.6X7.9","B",null,"HSS12X12X3/16","B",null,"HSS304.8X304.8X4.8","B",null,"RHS75X25X2.6","B",null,"UB1016X305X249","W",null,null,null,null,"HE180AA","W",null,"HL920X1077","W",null,null,null,null,"W920X310X381","W",null,"W14X14.5X132","W",null,"W360X370X196","W",null,"RHHF300X150X10","B",null,"HN650X300X12X20","W",null,"HS203X102X8.0","B",null,"HS203X102X8.0","B",null,"TUBO90X63X3.6","B",null,"ISWB600-2","W",null,"NPB600X220X154.5","NPB",null,"H900X350X16X32","W",null,"B 125X75X3.2","B",null,"SHS180X180X6","B",null,"Тп90x50x7","HSS",null,"03_Tk_140x6","HSS",null,"03_Тк_140х6","HSS",null,"91.5X91.5X3.6SHS","SHS",null,null,null,null,null,"TUBO90X63X3.6"]
["125X125X6SHS","B",null,"HSS12X4X1/4","B",null,"HSS304.8X101.6X6.4","B",null,"HSS12X10X1/2","B",null,"HSS304.8X254X12.7","B",null,"RHS75X50X1.6","B",null,"UB1016X305X272","W",null,null,null,null,"HE180A","W",null,"HL920X1194","W",null,null,null,null,"W920X310X425","W",null,"W14X16X145","W",null,"W360X410X216","W",null,"RHHF300X150X12.5","B",null,"HN700X300X13X20","W",null,"HS203X102X6.4","B",null,"HS203X102X6.4","B",null,"TUBO90X63X4","B",null,"ISHB150-1","W",null,"NPB100X55X8.1","NPB",null,"H900X350X16X28","W",null,"B 125X75X4","B",null,"SHS180X180X6.3","B",null,"Тп90x60x3","HSS",null,"03_Tk_140x6,5","HSS",null,"03_Тк_140х6,5","HSS",null,"91.5X91.5X4.5SHS","SHS",null,null,null,null,null,"TUBO90X63X4"]
["125X125X5SHS","B",null,"HSS12X4X3/16","B",null,"HSS304.8X101.6X4.8","B",null,"HSS12X10X3/8","B",null,"HSS304.8X254X9.5","B",null,"RHS75X50X2","B",null,"UB1016X305X314","W",null,null,null,null,"HE180B","W",null,"HL920X1269","W",null,null,null,null,"W920X310X474","W",null,"W14X16X159","W",null,"W360X410X237","W",null,"RHHF300X150X14.2","B",null,"HN700X300X13X24","W",null,"HS203X102X4.8","B",null,"HS203X102X4.8","B",null,"TUBO90X63X4.5","B",null,"ISHB150-2","W",null,"NPB120X60X10.4","NPB",null,"H900X350X16X25","W",null,"B 125X75X4.5","B",null,"SHS180X180X8","B",null,"Тп90x60x3,5","HSS",null,"03_Tk_140x7","HSS",null,"03_Тк_140х7","HSS",null,"91.5X91.5X5.4SHS","SHS",null,null,null,null,null,"TUBO90X63X4.5"]
["125X125X4SHS","B",null,"HSS12X3-1/2X3/8","B",null,"HSS304.8X88.9X9.5","B",null,"HSS12X10X5/16","B",null,"HSS304.8X254X7.9","B",null,"RHS75X50X2.2","B",null,"UB1016X305X350","W",null,null,null,null,"HE180C","W",null,"HL920X1377","W",null,null,null,null,"W920X310X521","W",null,"W14X16X176","W",null,"W360X410X262","W",null,"RHHF300X150X16","B",null,"HN750X300X12X16","W",null,"HS178X127X13","B",null,"HS178X127X13","B",null,"TUBO90X63X5","B",null,"ISHB150-3","W",null,"NPB140X70X12.9","NPB",null,"H900X300X19X32","W",null,"B 125X75X6","B",null,"SHS180X180X10","B",null,"Тп90x60x4","HSS",null,"03_Tk_140x7,5","HSS",null,"03_Тк_140х7,5","HSS",null,"100X100X4.0SHS","SHS",null,null,null,null,null,"TUBO90X63X5"]
["100X100X9SHS","B",null,"HSS12X3-1/2X5/16","B",null,"HSS304.8X88.9X7.9","B",null,"HSS12X10X1/4","B",null,"HSS304.8X254X6.4","B",null,"RHS75X50X2.5","B",null,"UB1016X305X393","W",null,null,null,null,"HE180M","W",null,"HL1000AA","W",null,null,null,null,"W920X310X576","W",null,"W14X16X193","W",null,"W360X410X287","W",null,"RHHF300X200X6.3","B",null,"HN750X300X13X20","W",null,"HS178X127X9.5","B",null,"HS178X127X9.5","B",null,"TUBO90X63X5.4","B",null,"ISHB200-1","W",null,"NPB160X80X15.8","NPB",null,"H900X300X19X28","W",null,"B 150X75X3.2","B",null,"SHS180X180X12","B",null,"Тп90x60x4,5","HSS",null,"03_Tk_140x8","HSS",null,"03_Тк_140х8","HSS",null,"100X100X5.0SHS","SHS",null,null,null,null,null,"TUBO90X63X5.4"]
["100X100X6SHS","B",null,"HSS12X3X5/16","B",null,"HSS304.8X76.2X7.9","B",null,"HSS12X8X5/8","B",null,"HSS304.8X203.2X15.9","B",null,"RHS75X50X2.9","B",null,"UB1016X305X415","W",null,null,null,null,"HE200AA","W",null,"HL1000A","W",null,null,null,null,"W920X420X344","W",null,"W14X16X211","W",null,"W360X410X314","W",null,"RHHF300X200X8","B",null,"HN750X300X13X24","W",null,"HS178X127X8.0","B",null,"HS178X127X8.0","B",null,"TUBO90X63X5.9","B",null,"ISHB200-2","W",null,"NPB180X90X15.4","NPB",null,"H900X300X19X25","W",null,"B 150X80X4.5","B",null,"SHS180X180X12.5","B",null,"Тп90x60x5","HSS",null,"03_Tk_150x4","HSS",null,"03_Тк_150х4","HSS",null,"100X100X6.0SHS","SHS",null,null,null,null,null,"TUBO90X63X5.9"]
["100X100X5SHS","B",null,"HSS12X3X1/4","B",null,"HSS304.8X76.2X6.4","B",null,"HSS12X8X1/2","B",null,"HSS304.8X203.2X12.7","B",null,"RHS75X50X3.2","B",null,"UB1016X305X438","W",null,null,null,null,"HE200A","W",null,"HL1000B","W",null,null,null,null,"W920X420X368","W",null,"W14X16X233","W",null,"W360X410X347","W",null,"RHHF300X200X10","B",null,"HN750X300X16X28","W",null,"HS178X127X6.4","B",null,"HS178X127X6.4","B",null,"TUBO90X63X7.1","B",null,"ISHB225-1","W",null,"NPB180X90X18.8","NPB",null,"H900X300X19X22","W",null,"B 150X80X5","B",null,"SHS180X180X16","B",null,"Тп90x60x5,5","HSS",null,"03_Tk_150x4,5","HSS",null,"03_Тк_150х4,5","HSS",null,"113.5X113.5X4.8SHS","SHS",null,null,null,null,null,"TUBO90X63X7.1"]
["100X100X4SHS","B",null,"HSS12X3X3/16","B",null,"HSS304.8X76.2X4.8","B",null,"HSS12X8X3/8","B",null,"HSS304.8X203.2X9.5","B",null,"RHS75X50X3.6","B",null,"UB1016X305X494","W",null,null,null,null,"HE200B","W",null,"HL1000M","W",null,null,null,null,"W920X420X390","W",null,"W14X16X257","W",null,"W360X410X382","W",null,"RHHF300X200X12.5","B",null,"HN800X300X14X22","W",null,"HS178X127X4.8","B",null,"HS178X127X4.8","B",null,"TUBO90X63X8","B",null,"ISHB225-2","W",null,"NPB180X90X21.3","NPB",null,"H900X300X16X32","W",null,"B 150X80X6","B",null,"SHS200X200X5","B",null,"Тп90x60x6","HSS",null,"03_Tk_150x5","HSS",null,"03_Тк_150х5","HSS",null,"113.5X113.5X5.4SHS","SHS",null,null,null,null,null,"TUBO90X63X8"]
["100X100X3SHS","B",null,"HSS12X2X5/16","B",null,"HSS304.8X50.8X7.9","B",null,"HSS12X8X5/16","B",null,"HSS304.8X203.2X7.9","B",null,"RHS75X50X4","B",null,"UB1016X305X584","W",null,null,null,null,"HE200C","W",null,"HL1000X443","W",null,null,null,null,"W920X420X420","W",null,"W14X16X283","W",null,"W360X410X421","W",null,"RHHF300X200X14.2","B",null,"HN800X300X14X26","W",null,"HS152X102X13","B",null,"HS152X102X13","B",null,"TUBO90X63X10","B",null,"ISHB250-1","W",null,"NPB200X100X18.4","NPB",null,"H900X300X16X28","W",null,"B 150X100X3.2","B",null,"SHS200X200X6","B",null,"Тп90x60x7","HSS",null,"03_Tk_150x5,5","HSS",null,"03_Тк_150х5,5","HSS",null,"132X132X4.8SHS","SHS",null,null,null,null,null,"TUBO90X63X10"]
["100X100X2.8SHS","B",null,"HSS12X2X1/4","B",null,"HSS304.8X50.8X6.4","B",null,"HSS12X8X1/4","B",null,"HSS304.8X203.2X6.4","B",null,"RHS80X40X1.6","B",null,"UB1016X305X642","W",null,null,null,null,"HE200M","W",null,"HL1000X483","W",null,null,null,null,"W920X420X449","W",null,"W14X16X311","W",null,"W360X410X463","W",null,"RHHF300X200X16","B",null,"HN850X300X14X19","W",null,"HS152X102X9.5","B",null,"HS152X102X9.5","B",null,"TUBO90X63X12.5","B",null,"ISHB250-2","W",null,"NPB200X100X22.4","NPB",null,"H900X300X16X25","W",null,"B 150X100X4.5","B",null,"SHS200X200X6.3","B",null,"Тп100x40x3","HSS",null,"03_Tk_150x6","HSS",null,"03_Тк_150х6","HSS",null,"132X132X5.4SHS","SHS",null,null,null,null,null,"TUBO90X63X12.5"]
["100X100X2.5SHS","B",null,"HSS12X2X3/16","B",null,"HSS304.8X50.8X4.8","B",null,"HSS12X8X3/16","B",null,"HSS304.8X203.2X4.8","B",null,"RHS80X40X1.8","B",null,"UB1016X305X748","W",null,null,null,null,"HE220AA","W",null,"HL1000X539","W",null,null,null,null,"W920X420X491","W",null,"W14X16X342","W",null,"W360X410X509","W",null,"RHHF300X250X5","B",null,"HN850X300X15X23","W",null,"HS152X102X8.0","B",null,"HS152X102X8.0","B",null,"TUBO90X45X3.6","B",null,"ISHB300-1","W",null,"NPB200X100X25.1","NPB",null,"H900X300X16X22","W",null,"B 150X100X6","B",null,"SHS200X200X8","B",null,"Тп100x40x3,5","HSS",null,"03_Tk_150x6,5","HSS",null,"03_Тк_150х6,5","HSS",null,"150X150X4.0SHS","SHS",null,null,null,null,null,"TUBO90X45X3.6"]
["100X100X2.3SHS","B",null,"HSS10X10X5/8","B",null,"HSS254X254X15.9","B",null,"HSS12X6X5/8","B",null,"HSS304.8X152.4X15.9","B",null,"RHS80X40X2","B",null,"UB1016X305X883","W",null,null,null,null,"HE220A","W",null,"HL1000X554","W",null,null,null,null,"W920X420X537","W",null,"W14X16X370","W",null,"W360X410X551","W",null,"RHHF300X250X6.3","B",null,"HN850X300X16X27","W",null,"HS152X102X6.4","B",null,"HS152X102X6.4","B",null,"TUBO90X45X4","B",null,"ISHB300-2","W",null,"NPB200X130X27.2","NPB",null,"H900X300X16X19","W",null,"B 150X100X9","B",null,"SHS200X200X10","B",null,"Тп100x40x4","HSS",null,"03_Tk_150x7","HSS",null,"03_Тк_150х7","HSS",null,"150X150X5.0SHS","SHS",null,null,null,null,null,"TUBO90X45X4"]
["100X100X2SHS","B",null,"HSS10X10X1/2","B",null,"HSS254X254X12.7","B",null,"HSS12X6X1/2","B",null,"HSS304.8X152.4X12.7","B",null,"RHS80X40X2.2","B",null,"UB1016X305X976","W",null,null,null,null,"HE220B","W",null,"HL1000X591","W",null,null,null,null,"W920X420X588","W",null,"W14X16X398","W",null,"W360X410X592","W",null,"RHHF300X250X8","B",null,"HN850X300X17X31","W",null,"HS152X102X4.8","B",null,"HS152X102X4.8","B",null,"TUBO90X45X4.5","B",null,"ISHB350-1","W",null,"NPB200X130X32","NPB",null,"H900X250X16X28","W",null,"B 200X100X4.5","B",null,"SHS200X200X12","B",null,"Тп100x40x4,5","HSS",null,"03_Tk_150x7,5","HSS",null,"03_Тк_150х7,5","HSS",null,"150X150X6.0SHS","SHS",null,null,null,null,null,"TUBO90X45X4.5"]
["89X89X6SHS","B",null,"HSS10X10X3/8","B",null,"HSS254X254X9.5","B",null,"HSS12X6X3/8","B",null,"HSS304.8X152.4X9.5","B",null,"RHS80X40X2.5","B",null,"UC152X152X23","W",null,null,null,null,"HE220C","W",null,"HL1000X642","W",null,null,null,null,"W920X420X656","W",null,"W14X16X426","W",null,"W360X410X634","W",null,"RHHF300X250X10","B",null,"HN900X300X15X23","W",null,"HS152X76X13","B",null,"HS152X76X13","B",null,"TUBO90X45X5","B",null,"ISHB350-2","W",null,"NPB220X110X22.2","NPB",null,"H900X250X16X25","W",null,"B 200X100X6","B",null,"SHS200X200X12.5","B",null,"Тп100x40x5","HSS",null,"03_Tk_150x8","HSS",null,"03_Тк_150х8","HSS",null,"150X150X7.0SHS","SHS",null,null,null,null,null,"TUBO90X45X5"]
["89X89X5SHS","B",null,"HSS10X10X5/16","B",null,"HSS254X254X7.9","B",null,"HSS12X6X5/16","B",null,"HSS304.8X152.4X7.9","B",null,"RHS80X40X2.9","B",null,"UC152X152X30","W",null,null,null,null,"HE220M","W",null,"HL1000X748","W",null,null,null,null,"W920X420X725","W",null,"W14X16X455","W",null,"W360X410X677","W",null,"RHHF300X250X12.5","B",null,"HN900X300X16X28","W",null,"HS152X76X9.5","B",null,"HS152X76X9.5","B",null,"TUBO90X45X5.4","B",null,"ISHB400-1","W",null,"NPB220X110X26.2","NPB",null,"H900X250X16X22","W",null,"B 200X100X9","B",null,"SHS200X200X16","B",null,"Тп100x40x5,5","HSS",null,"03_Tk_160x4","HSS",null,"03_Тк_160х4","HSS",null,"150X150X8.0SHS","SHS",null,null,null,null,null,"TUBO90X45X5.4"]
["89X89X3.5SHS","B",null,"HSS10X10X1/4","B",null,"HSS254X254X6.4","B",null,"HSS12X6X1/4","B",null,"HSS304.8X152.4X6.4","B",null,"RHS80X40X3.2","B",null,"UC152X152X37","W",null,null,null,null,"HE240AA","W",null,"HL1000X883","W",null,null,null,null,"W920X420X787","W",null,"W14X16X500","W",null,"W360X410X744","W",null,"RHHF300X250X14.2","B",null,"HN900X300X18X34","W",null,"HS152X76X8.0","B",null,"HS152X76X8.0","B",null,"TUBO90X45X5.9","B",null,"ISHB400-2","W",null,"NPB220X110X29.3","NPB",null,"H900X250X16X19","W",null,"B 200X150X4.5","B",null,"SHS250X250X5","B",null,"Тп100x40x6","HSS",null,"03_Tk_160x4,5","HSS",null,"03_Тк_160х4,5","HSS",null,"180X180X4.0SHS","SHS",null,null,null,null,null,"TUBO90X45X5.9"]
["75X75X6SHS","B",null,"HSS10X10X3/16","B",null,"HSS254X254X4.8","B",null,"HSS12X6X3/16","B",null,"HSS304.8X152.4X4.8","B",null,"RHS80X40X3.6","B",null,"UC203X203X46","W",null,null,null,null,"HE240A","W",null,"HL1000X976","W",null,null,null,null,"W920X420X970","W",null,"W14X16X550","W",null,"W360X410X818","W",null,"RHHF300X250X16","B",null,"HN1000X300X16X21","W",null,"HS152X76X6.4","B",null,"HS152X76X6.4","B",null,"TUBO90X45X7.1","B",null,"ISHB450-1","W",null,"NPB240X120X26.1","NPB",null,"H850X400X19X40","W",null,"B 200X150X6","B",null,"SHS250X250X6","B",null,"Тп100x40x6,5","HSS",null,"03_Tk_160x5","HSS",null,"03_Тк_160х5","HSS",null,"180X180X5.0SHS","SHS",null,null,null,null,null,"TUBO90X45X7.1"]
["75X75X5SHS","B",null,"HSS10X8X5/8","B",null,"HSS254X203.2X15.9","B",null,"HSS12X4X5/8","B",null,"HSS304.8X101.6X15.9","B",null,"RHS80X40X4","B",null,"UC203X203X52","W",null,null,null,null,"HE240B","W",null,"HL1100A","W",null,null,null,null,"W920X420X1077","W",null,"W14X16X605","W",null,"W360X410X900","W",null,"RHHF350X150X5","B",null,"HN1000X300X17X26","W",null,"HS152X76X4.8","B",null,"HS152X76X4.8","B",null,"TUBO90X45X8","B",null,"ISHB450-2","W",null,"NPB240X120X30.7","NPB",null,"H850X400X19X36","W",null,"B 200X150X9","B",null,"SHS250X250X6.3","B",null,"Тп100x40x7","HSS",null,"03_Tk_160x5,5","HSS",null,"03_Тк_160х5,5","HSS",null,"180X180X6.0SHS","SHS",null,null,null,null,null,"TUBO90X45X8"]
["75X75X4SHS","B",null,"HSS10X8X1/2","B",null,"HSS254X203.2X12.7","B",null,"HSS12X4X1/2","B",null,"HSS304.8X101.6X12.7","B",null,"RHS80X40X5","B",null,"UC203X203X60","W",null,null,null,null,"HE240C","W",null,"HL1100B","W",null,null,null,null,"W920X420X1194","W",null,"W14X16X665","W",null,"W360X410X990","W",null,"RHHF350X150X6.3","B",null,"HN1000X300X17X31","W",null,"HS127X76X9.5","B",null,"HS127X76X9.5","B",null,"TUBO100X100X5.4","B",null,null,null,null,"NPB240X120X34.3","NPB",null,"H850X400X19X32","W",null,"B 250X150X6","B",null,"SHS250X250X8","B",null,"Тп100x50x3","HSS",null,"03_Tk_160x6","HSS",null,"03_Тк_160х6","HSS",null,"180X180X7.0SHS","SHS",null,null,null,null,null,"TUBO100X100X5.4"]
["75X75X3.5SHS","B",null,"HSS10X8X3/8","B",null,"HSS254X203.2X9.5","B",null,"HSS12X4X3/8","B",null,"HSS304.8X101.6X9.5","B",null,"RHS96X48X1.6","B",null,"UC203X203X71","W",null,null,null,null,"HE240M","W",null,"HL1100M","W",null,null,null,null,"W920X420X1269","W",null,"W14X16X730","W",null,"W360X410X1086","W",null,"RHHF350X150X8","B",null,"HN1000X300X19X36","W",null,"HS127X76X8.0","B",null,"HS127X76X8.0","B",null,"TUBO100X100X5.9","B",null,null,null,null,"NPB270X135X30.7","NPB",null,"H850X400X19X28","W",null,"B 250X150X9","B",null,"SHS250X250X10","B",null,"Тп100x50x3,5","HSS",null,"03_Tk_160x6,5","HSS",null,"03_Тк_160х6,5","HSS",null,"180X180X8.0SHS","SHS",null,null,null,null,null,"TUBO100X100X5.9"]
["75X75X3SHS","B",null,"HSS10X8X5/16","B",null,"HSS254X203.2X7.9","B",null,"HSS12X4X5/16","B",null,"HSS304.8X101.6X7.9","B",null,"RHS96X48X2","B",null,"UC203X203X86","W",null,null,null,null,"HE260AA","W",null,"HL1100R","W",null,null,null,null,"W920X420X1377","W",null,"W14X16X808","W",null,"W360X410X1202","W",null,"RHHF350X150X10","B",null,"HN1000X300X21X40","W",null,"HS127X76X6.4","B",null,"HS127X76X6.4","B",null,"TUBO100X100X7.1","B",null,null,null,null,"NPB270X135X36.1","NPB",null,"H850X400X16X32","W",null,"B 250X150X12","B",null,"SHS250X250X12","B",null,"Тп100x50x4","HSS",null,"03_Tk_160x7","HSS",null,"03_Тк_160х7","HSS",null,"220X220X6.0SHS","SHS",null,null,null,null,null,"TUBO100X100X7.1"]
["75X75X2.8SHS","B",null,"HSS10X8X1/4","B",null,"HSS254X203.2X6.4","B",null,"HSS12X4X1/4","B",null,"HSS304.8X101.6X6.4","B",null,"RHS96X48X2.2","B",null,"UC254X254X73","W",null,null,null,null,"HE260A","W",null,"HD260X68.2","W",null,null,null,null,"W1000X300X249","W",null,"W14X16X873","W",null,"W360X410X1299","W",null,"RHHF350X150X12.5","B",null,"HN100X75X6X8","W",null,"HS127X76X4.8","B",null,"HS127X76X4.8","B",null,"TUBO100X100X8","B",null,null,null,null,"NPB270X135X42.3","NPB",null,"H850X400X16X28","W",null,"B 300X200X6","B",null,"SHS250X250X12.5","B",null,"Тп100x50x4,5","HSS",null,"03_Tk_160x7,5","HSS",null,"03_Тк_160х7,5","HSS",null,"220X220X8.0SHS","SHS",null,null,null,null,null,"TUBO100X100X8"]
["75X75X2.5SHS","B",null,"HSS10X8X3/16","B",null,"HSS254X203.2X4.8","B",null,"HSS12X4X3/16","B",null,"HSS304.8X101.6X4.8","B",null,"RHS96X48X2.5","B",null,"UC254X254X89","W",null,null,null,null,"HE260B","W",null,"HD260X93.0","W",null,null,null,null,"W1000X300X272","W",null,"W16X5.5X26","W",null,"W410X140X38.8","W",null,"RHHF350X150X14.2","B",null,"HN126X75X6X8","W",null,"HS102X76X9.5","B",null,"HS102X76X9.5","B",null,"TUBO100X100X10","B",null,null,null,null,"UB203X133X25","UB",null,"H850X400X16X25","W",null,"B 300X200X9","B",null,"SHS250X250X16","B",null,"Тп100x50x5","HSS",null,"03_Tk_160x8","HSS",null,"03_Тк_160х8","HSS",null,"220X220X10.0SHS","SHS",null,null,null,null,null,"TUBO100X100X10"]
["75X75X2.3SHS","B",null,"HSS10X6X5/8","B",null,"HSS254X152.4X15.9","B",null,"HSS12X3-1/2X3/8","B",null,"HSS304.8X88.9X9.5","B",null,"RHS96X48X2.9","B",null,"UC254X254X107","W",null,null,null,null,"HE260C","W",null,"HD260X114","W",null,null,null,null,"W1000X300X314","W",null,"W16X5.5X31","W",null,"W410X140X46.1","W",null,"RHHF350X150X16","B",null,"HN140X90X5X8","W",null,"HS102X76X8.0","B",null,"HS102X76X8.0","B",null,"TUBO100X100X12.5","B",null,null,null,null,"UB203X133X30","UB",null,"H850X350X19X40","W",null,"B 300X200X12","B",null,"SHS300X300X6","B",null,"Тп100x50x5,5","HSS",null,"03_Tk_180x5","HSS",null,"03_Тк_180х5","HSS",null,"220X220X12.0SHS","SHS",null,null,null,null,null,"TUBO100X100X12.5"]
["75X75X2SHS","B",null,"HSS10X6X1/2","B",null,"HSS254X152.4X12.7","B",null,"HSS12X3-1/2X5/16","B",null,"HSS304.8X88.9X7.9","B",null,"RHS96X48X3.2","B",null,"UC254X254X132","W",null,null,null,null,"HE260M","W",null,"HD260X142","W",null,null,null,null,"W1000X300X350","W",null,"W16X7X36","W",null,"W410X180X53","W",null,"RHHF350X250X5","B",null,"HN160X90X5X8","W",null,"HS102X76X6.4","B",null,"HS102X76X6.4","B",null,"TUBO100X100X14.2","B",null,null,null,null,"UB254X146X31","UB",null,"H850X350X19X36","W",null,"B 350X150X6","B",null,"SHS300X300X6.3","B",null,"Тп100x50x6","HSS",null,"03_Tk_180x5,5","HSS",null,"03_Тк_180х5,5","HSS",null,"250X250X6.0SHS","SHS",null,null,null,null,null,"TUBO100X100X14.2"]
["65X65X6SHS","B",null,"HSS10X6X3/8","B",null,"HSS254X152.4X9.5","B",null,"HSS12X3X5/16","B",null,"HSS304.8X76.2X7.9","B",null,"RHS96X48X3.6","B",null,"UC254X254X167","W",null,null,null,null,"HE280AA","W",null,"HD260X172","W",null,null,null,null,"W1000X300X393","W",null,"W16X7X40","W",null,"W410X180X60","W",null,"RHHF350X250X6.3","B",null,"HN180X90X5X8","W",null,"HS102X76X4.8","B",null,"HS102X76X4.8","B",null,"TUBO100X100X16","B",null,null,null,null,"UB254X146X37","UB",null,"H850X350X19X32","W",null,"B 350X150X9","B",null,"SHS300X300X8","B",null,"Тп100x50x6,5","HSS",null,"03_Tk_180x6","HSS",null,"03_Тк_180х6","HSS",null,"250X250X8.0SHS","SHS",null,null,null,null,null,"TUBO100X100X16"]
["65X65X5SHS","B",null,"HSS10X6X5/16","B",null,"HSS254X152.4X7.9","B",null,"HSS12X3X1/4","B",null,"HSS304.8X76.2X6.4","B",null,"RHS96X48X4","B",null,"UC305X305X97","W",null,null,null,null,"HE280A","W",null,"HD320X97.6","W",null,null,null,null,"W1000X300X415","W",null,"W16X7X45","W",null,"W410X180X67","W",null,"RHHF350X250X8","B",null,"HN220X125X6X9","W",null,"HS102X76X3.2","B",null,"HS102X76X3.2","B",null,"TUBO100X100X17.5","B",null,null,null,null,"UB254X146X43","UB",null,"H850X350X19X28","W",null,"B 350X150X12","B",null,"SHS300X300X10","B",null,"Тп100x50x7","HSS",null,"03_Tk_180x6,5","HSS",null,"03_Тк_180х6,5","HSS",null,"250X250X10.0SHS","SHS",null,null,null,null,null,"TUBO100X100X17.5"]
["65X65X4SHS","B",null,"HSS10X6X1/4","B",null,"HSS254X152.4X6.4","B",null,"HSS12X3X3/16","B",null,"HSS304.8X76.2X4.8","B",null,"RHS96X48X4.5","B",null,"UC305X305X118","W",null,null,null,null,"HE280B","W",null,"HD320X127","W",null,null,null,null,"W1000X300X438","W",null,"W16X7X50","W",null,"W410X180X75","W",null,"RHHF350X250X10","B",null,"HN280X125X6X9","W",null,"HS102X51X9.5","B",null,"HS102X51X9.5","B",null,"TUBO100X70X3.6","B",null,null,null,null,"UB305X165X40","UB",null,"H850X350X16X32","W",null,"B 400X200X6","B",null,"SHS300X300X12","B",null,"Тп100x60x3","HSS",null,"03_Tk_180x7","HSS",null,"03_Тк_180х7","HSS",null,"250X250X12.0SHS","SHS",null,null,null,null,null,"TUBO100X70X3.6"]
["65X65X3SHS","B",null,"HSS10X6X3/16","B",null,"HSS254X152.4X4.8","B",null,"HSS12X2X5/16","B",null,"HSS304.8X50.8X7.9","B",null,"RHS96X48X5","B",null,"UC305X305X137","W",null,null,null,null,"HE280C","W",null,"HD320X158","W",null,null,null,null,"W1000X300X494","W",null,"W16X7X57","W",null,"W410X180X85","W",null,"RHHF350X250X12.5","B",null,"HN320X150X6.5X9","W",null,"HS102X51X8.0","B",null,"HS102X51X8.0","B",null,"TUBO100X70X4","B",null,null,null,null,"UB305X165X46","UB",null,"H850X350X16X28","W",null,"B 400X200X9","B",null,"SHS300X300X12.5","B",null,"Тп100x60x3,5","HSS",null,"03_Tk_180x7,5","HSS",null,"03_Тк_180х7,5","HSS",null,null,null,null,null,null,null,null,"TUBO100X70X4"]
["65X65X2.5SHS","B",null,"HSS10X5X3/8","B",null,"HSS254X127X9.5","B",null,"HSS12X2X1/4","B",null,"HSS304.8X50.8X6.4","B",null,"RHS100X50X1.6","B",null,"UC305X305X158","W",null,null,null,null,"HE280M","W",null,"HD320X198","W",null,null,null,null,"W1000X300X584","W",null,"W16X10.25X67","W",null,"W410X260X100","W",null,"RHHF350X250X14.2","B",null,"HN360X150X7X11","W",null,"HS102X51X6.4","B",null,"HS102X51X6.4","B",null,"TUBO100X70X4.5","B",null,null,null,null,"UB305X165X54","UB",null,"H850X350X16X25","W",null,"B 400X200X12","B",null,"SHS300X300X16","B",null,"Тп100x60x4","HSS",null,"03_Tk_180x8","HSS",null,"03_Тк_180х8","HSS",null,null,null,null,null,null,null,null,"TUBO100X70X4.5"]
["65X65X2.3SHS","B",null,"HSS10X5X5/16","B",null,"HSS254X127X7.9","B",null,"HSS12X2X3/16","B",null,"HSS304.8X50.8X4.8","B",null,"RHS100X50X2","B",null,"UC305X305X198","W",null,null,null,null,"HE300AA","W",null,"HD320X245","W",null,null,null,null,"W1000X400X296","W",null,"W16X10.25X77","W",null,"W410X260X114","W",null,"RHHF350X250X16","B",null,"HN560X175X11X17","W",null,"HS102X51X4.8","B",null,"HS102X51X4.8","B",null,"TUBO100X70X5","B",null,null,null,null,"UB356X171X45","UB",null,"H850X300X16X32","W",null,"H 100X50X5/7","W",null,"SHS350X350X8","B",null,"Тп100x60x4,5","HSS",null,"03_Tk_180x8,5","HSS",null,"03_Тк_180х8,5","HSS",null,null,null,null,null,null,null,null,"TUBO100X70X5"]
["65X65X2SHS","B",null,"HSS10X5X1/4","B",null,"HSS254X127X6.4","B",null,"HSS10X10X3/4","B",null,"HSS254X254X19","B",null,"RHS100X50X2.2","B",null,"UC305X305X240","W",null,null,null,null,"HE300A","W",null,"HD320X300","W",null,null,null,null,"W1000X400X321","W",null,"W16X10.25X89","W",null,"W410X260X132","W",null,"RHHF400X120X5","B",null,"HN630X200X13X20","W",null,"HS102X51X3.2","B",null,"HS102X51X3.2","B",null,"TUBO100X70X5.4","B",null,null,null,null,"UB356X171X51","UB",null,"H850X300X16X28","W",null,"H 100X100X6/8","W",null,"SHS350X350X10","B",null,"Тп100x60x5","HSS",null,"03_Tk_180x9","HSS",null,"03_Тк_180х9","HSS",null,null,null,null,null,null,null,null,"TUBO100X70X5.4"]
["65X65X1.6SHS","B",null,"HSS10X5X3/16","B",null,"HSS254X127X4.8","B",null,"HSS10X10X5/8","B",null,"HSS254X254X15.9","B",null,"RHS100X50X2.5","B",null,"UC305X305X283","W",null,null,null,null,"HE300B","W",null,"HD360X134","W",null,null,null,null,"W1000X400X371","W",null,"W16X10.25X100","W",null,"W410X260X149","W",null,"RHHF400X120X6.3","B",null,"HT100X50X3.2X4.5","W",null,"HS89X64X8.0","B",null,"HS89X64X8.0","B",null,"TUBO100X70X5.9","B",null,null,null,null,"UB356X171X57","UB",null,"H850X300X16X25","W",null,"H 125X60X6/8","W",null,"SHS350X350X12","B",null,"Тп100x60x5,5","HSS",null,"03_Tk_180x9,5","HSS",null,"03_Тк_180х9,5","HSS",null,null,null,null,null,null,null,null,"TUBO100X70X5.9"]
["50X50X5SHS","B",null,"HSS10X4X5/8","B",null,"HSS254X101.6X15.9","B",null,"HSS10X10X1/2","B",null,"HSS254X254X12.7","B",null,"RHS100X50X2.9","B",null,"UC356X368X129","W",null,null,null,null,"HE300C","W",null,"HD360X147","W",null,null,null,null,"W1000X400X412","W",null,"W18X6X35","W",null,"W460X150X52","W",null,"RHHF400X120X8","B",null,"HT100X50X4X5.5","W",null,"HS89X64X6.4","B",null,"HS89X64X6.4","B",null,"TUBO100X70X7.1","B",null,null,null,null,"UB356X171X67","UB",null,"H850X300X16X22","W",null,"H 125X125X6.5/9","W",null,"SHS350X350X12.5","B",null,"Тп100x60x6","HSS",null,"03_Tk_180x10","HSS",null,"03_Тк_180х10","HSS",null,null,null,null,null,null,null,null,"TUBO100X70X7.1"]
["50X50X4SHS","B",null,"HSS10X4X1/2","B",null,"HSS254X101.6X12.7","B",null,"HSS10X10X3/8","B",null,"HSS254X254X9.5","B",null,"RHS100X50X3.2","B",null,"UC356X368X153","W",null,null,null,null,"HE300M","W",null,"HD360X162","W",null,null,null,null,"W1000X400X443","W",null,"W18X6X40","W",null,"W460X150X60","W",null,"RHHF400X120X10","B",null,"HT100X100X4.5X6","W",null,"HS89X64X4.8","B",null,"HS89X64X4.8","B",null,"TUBO100X70X8","B",null,null,null,null,"UB406X178X54","UB",null,"H850X250X16X28","W",null,"H 150X75X5/7","W",null,"SHS350X350X16","B",null,"Тп100x60x6,5","HSS",null,"03_Tk_200x6","HSS",null,"03_Тк_200х6","HSS",null,null,null,null,null,null,null,null,"TUBO100X70X8"]
["50X50X3SHS","B",null,"HSS10X4X3/8","B",null,"HSS254X101.6X9.5","B",null,"HSS10X10X5/16","B",null,"HSS254X254X7.9","B",null,"RHS100X50X3.6","B",null,"UC356X368X177","W",null,null,null,null,"HE320AA","W",null,"HD360X179","W",null,null,null,null,"W1000X400X483","W",null,"W18X6X46","W",null,"W460X150X68","W",null,"RHHF400X120X12.5","B",null,"HT125X60X3.2X4.5","W",null,"HS89X64X3.2","B",null,"HS89X64X3.2","B",null,"TUBO100X70X10","B",null,null,null,null,"UB406X178X60","UB",null,"H850X250X16X25","W",null,"H 148X100X6/9","W",null,"SHS400X400X8","B",null,"Тп100x60x7","HSS",null,"03_Tk_200x6,5","HSS",null,"03_Тк_200х6,5","HSS",null,null,null,null,null,null,null,null,"TUBO100X70X10"]
["50X50X2.8SHS","B",null,"HSS10X4X5/16","B",null,"HSS254X101.6X7.9","B",null,"HSS10X10X1/4","B",null,"HSS254X254X6.4","B",null,"RHS100X50X4","B",null,"UC356X368X202","W",null,null,null,null,"HE320A","W",null,"HD360X196","W",null,null,null,null,"W1000X400X539","W",null,"W18X7.5X50","W",null,"W460X190X74","W",null,"RHHF400X120X14.2","B",null,"HT125X60X4X5.5","W",null,"HS76X51X8.0","B",null,"HS76X51X8.0","B",null,"TUBO100X70X12.5","B",null,null,null,null,"UB406X178X67","UB",null,"H850X250X14X25","W",null,"H 150X150X7/10","W",null,"SHS400X400X10","B",null,"Тп120x40x3","HSS",null,"03_Tk_200x7","HSS",null,"03_Тк_200х7","HSS",null,null,null,null,null,null,null,null,"TUBO100X70X12.5"]
["50X50X2.5SHS","B",null,"HSS10X4X1/4","B",null,"HSS254X101.6X6.4","B",null,"HSS10X10X3/16","B",null,"HSS254X254X4.8","B",null,"RHS100X50X5","B",null,"UC356X406X235","W",null,null,null,null,"HE320B","W",null,"HD400X187","W",null,null,null,null,"W1000X400X554","W",null,"W18X7.5X55","W",null,"W460X190X82","W",null,"RHHF400X120X16","B",null,"HT125X125X4.5X6","W",null,"HS76X51X6.4","B",null,"HS76X51X6.4","B",null,"TUBO100X50X3.6","B",null,null,null,null,"UB406X178X74","UB",null,"H850X250X14X22","W",null,"H 175X90X5/8","W",null,"SHS400X400X12","B",null,"Тп120x40x3,5","HSS",null,"03_Tk_200x7,5","HSS",null,"03_Тк_200х7,5","HSS",null,null,null,null,null,null,null,null,"TUBO100X50X3.6"]
["50X50X2.3SHS","B",null,"HSS10X4X3/16","B",null,"HSS254X101.6X4.8","B",null,"HSS10X8X5/8","B",null,"HSS254X203.2X15.9","B",null,"RHS100X50X5.4","B",null,"UC356X406X287","W",null,null,null,null,"HE320C","W",null,"HD400X216","W",null,null,null,null,"W1000X400X591","W",null,"W18X7.5X60","W",null,"W460X190X89","W",null,"RHHF400X150X5","B",null,"HT150X75X3.2X4.5","W",null,"HS76X51X4.8","B",null,"HS76X51X4.8","B",null,"TUBO100X50X4","B",null,null,null,null,"UB457X152X52","UB",null,"H800X400X19X40","W",null,"H 175X175X7.5/11","W",null,"SHS400X400X12.5","B",null,"Тп120x40x4","HSS",null,"03_Tk_200x8","HSS",null,"03_Тк_200х8","HSS",null,null,null,null,null,null,null,null,"TUBO100X50X4"]
["50X50X2SHS","B",null,"HSS10X4X1/8","B",null,"HSS254X101.6X3.2","B",null,"HSS10X8X1/2","B",null,"HSS254X203.2X12.7","B",null,"RHS100X50X6","B",null,"UC356X406X340","W",null,null,null,null,"HE320M","W",null,"HD400X237","W",null,null,null,null,"W1000X400X642","W",null,"W18X7.5X65","W",null,"W460X190X97","W",null,"RHHF400X150X6.3","B",null,"HT150X75X4X5.5","W",null,"HS76X51X3.2","B",null,"HS76X51X3.2","B",null,"TUBO100X50X4.5","B",null,null,null,null,"UB457X152X60","UB",null,"H800X400X19X36","W",null,"H 198X99X4.5/7","W",null,"SHS400X400X16","B",null,"Тп120x40x4,5","HSS",null,"03_Tk_200x8,5","HSS",null,"03_Тк_200х8,5","HSS",null,null,null,null,null,null,null,null,"TUBO100X50X4.5"]
["50X50X1.6SHS","B",null,"HSS10X3-1/2X1/2","B",null,"HSS254X88.9X12.7","B",null,"HSS10X8X3/8","B",null,"HSS254X203.2X9.5","B",null,"RHS100X50X8","B",null,"UC356X406X393","W",null,null,null,null,"HE340AA","W",null,"HD400X262","W",null,null,null,null,"W1000X400X748","W",null,"W18X7.5X71","W",null,"W460X190X106","W",null,"RHHF400X150X8","B",null,"HT150X100X3.2X4.5","W",null,"HS51X25X4.8","B",null,"HS51X25X4.8","B",null,"TUBO100X50X5","B",null,null,null,null,"UB457X152X67","UB",null,"H800X400X19X32","W",null,"H 200X100X5.5/8","W",null,"SHS400X400X20","B",null,"Тп120x40x5","HSS",null,"03_Tk_200x9","HSS",null,"03_Тк_200х9","HSS",null,null,null,null,null,null,null,null,"TUBO100X50X5"]
["40X40X4SHS","B",null,"HSS10X3-1/2X3/8","B",null,"HSS254X88.9X9.5","B",null,"HSS10X8X5/16","B",null,"HSS254X203.2X7.9","B",null,"RHS120X60X1.6","B",null,"UC356X406X467","W",null,null,null,null,"HE340A","W",null,"HD400X287","W",null,null,null,null,"W1000X400X883","W",null,"W18X11X76","W",null,"W460X280X113","W",null,"RHHF400X150X10","B",null,"HT150X100X4.5X6","W",null,"HS51X25X3.2","B",null,"HS51X25X3.2","B",null,"TUBO100X50X5.4","B",null,null,null,null,"UB457X152X74","UB",null,"H800X400X19X28","W",null,"H 194X150X6/9","W",null,"CFRHS50X25X2","B",null,"Тп120x40x5,5","HSS",null,"03_Tk_200x9,5","HSS",null,"03_Тк_200х9,5","HSS",null,null,null,null,null,null,null,null,"TUBO100X50X5.4"]
["40X40X3SHS","B",null,"HSS10X3-1/2X5/16","B",null,"HSS254X88.9X7.9","B",null,"HSS10X8X1/4","B",null,"HSS254X203.2X6.4","B",null,"RHS120X60X2","B",null,"UC356X406X509","W",null,null,null,null,"HE340B","W",null,"HD400X314","W",null,null,null,null,"W1000X400X976","W",null,"W18X11X86","W",null,"W460X280X128","W",null,"RHHF400X150X12.5","B",null,"HT150X150X5X7","W",null,"HA305X305X16","B",null,"HA305X305X16","B",null,"TUBO100X50X5.9","B",null,null,null,null,"UB457X152X82","UB",null,"H800X400X16X36","W",null,"H 200X200X8/12","W",null,"CFRHS50X25X2.5","B",null,"Тп120x40x6","HSS",null,"03_Tk_200x10","HSS",null,"03_Тк_200х10","HSS",null,null,null,null,null,null,null,null,"TUBO100X50X5.9"]
["40X40X2.8SHS","B",null,"HSS10X3-1/2X1/4","B",null,"HSS254X88.9X6.4","B",null,"HSS10X8X3/16","B",null,"HSS254X203.2X4.8","B",null,"RHS120X60X2.2","B",null,"UC356X406X551","W",null,null,null,null,"HE340M","W",null,"HD400X347","W",null,null,null,null,"W1100X400X343","W",null,"W18X11X97","W",null,"W460X280X144","W",null,"RHHF400X150X14.2","B",null,"HT150X150X6X8.5","W",null,"HA305X305X13","B",null,"HA305X305X13","B",null,"TUBO100X50X7.1","B",null,null,null,null,"UB457X191X67","UB",null,"H800X400X16X32","W",null,"H 200X204X12/12","W",null,"CFRHS50X25X3","B",null,"Тп120x40x6,5","HSS",null,"03_Tk_200x10,5","HSS",null,"03_Тк_200х10,5","HSS",null,null,null,null,null,null,null,null,"TUBO100X50X7.1"]
["40X40X2.5SHS","B",null,"HSS10X3-1/2X3/16","B",null,"HSS254X88.9X4.8","B",null,"HSS10X6X5/8","B",null,"HSS254X152.4X15.9","B",null,"RHS120X60X2.5","B",null,"UC356X406X592","W",null,null,null,null,"HE360AA","W",null,"HD400X382","W",null,null,null,null,"W1100X400X390","W",null,"W18X11X106","W",null,"W460X280X158","W",null,"RHHF400X150X16","B",null,"HT175X90X3.2X4.5","W",null,"HA305X305X9.5","B",null,"HA305X305X9.5","B",null,"TUBO100X50X8","B",null,null,null,null,"UB457X191X74","UB",null,"H800X400X16X28","W",null,"H 208X202X10/16","W",null,"CFRHS50X30X2","B",null,"Тп120x40x7","HSS",null,"03_Tk_200x11","HSS",null,"03_Тк_200х11","HSS",null,null,null,null,null,null,null,null,"TUBO100X50X8"]
["40X40X2.3SHS","B",null,"HSS10X3-1/2X1/8","B",null,"HSS254X88.9X3.2","B",null,"HSS10X6X1/2","B",null,"HSS254X152.4X12.7","B",null,"RHS120X60X2.9","B",null,"UC356X406X634","W",null,null,null,null,"HE360A","W",null,"HD400X421","W",null,null,null,null,"W1100X400X433","W",null,"W18X11X119","W",null,"W460X280X177","W",null,"RHHF400X200X8","B",null,"HT175X90X4X6","W",null,"HA305X305X8.0","B",null,"HA305X305X8.0","B",null,"TUBO120X120X7.1","B",null,null,null,null,"UB457X191X82","UB",null,"H800X400X16X25","W",null,"H 248X124X5/8","W",null,"CFRHS50X30X2.5","B",null,"Тп120x60x3","HSS",null,"03_Tk_200x11,5","HSS",null,"03_Тк_200х11,5","HSS",null,null,null,null,null,null,null,null,"TUBO120X120X7.1"]
["40X40X2SHS","B",null,"HSS10X3X3/8","B",null,"HSS254X76.2X9.5","B",null,"HSS10X6X3/8","B",null,"HSS254X152.4X9.5","B",null,"RHS120X60X3.2","B",null,"UC356X406X677","W",null,null,null,null,"HE360B","W",null,"HD400X463","W",null,null,null,null,"W1100X400X499","W",null,"W18X11X130","W",null,"W460X280X193","W",null,"RHHF400X200X10","B",null,"HT175X175X5X7","W",null,"HA305X305X6.4","B",null,"HA305X305X6.4","B",null,"TUBO120X120X8","B",null,null,null,null,"UB457X191X89","UB",null,"H800X400X14X28","W",null,"H 250X125X6/9","W",null,"CFRHS50X30X3","B",null,"Тп120x60x3,5","HSS",null,"03_Tk_200x12","HSS",null,"03_Тк_200х12","HSS",null,null,null,null,null,null,null,null,"TUBO120X120X8"]
["40X40X1.6SHS","B",null,"HSS10X3X5/16","B",null,"HSS254X76.2X7.9","B",null,"HSS10X6X5/16","B",null,"HSS254X152.4X7.9","B",null,"RHS120X60X3.6","B",null,"UC356X406X744","W",null,null,null,null,"HE360M","W",null,"HD400X509","W",null,null,null,null,"HP250X85","I",null,"W18X11X143","W",null,"W460X280X213","W",null,"RHHF400X200X12.5","B",null,"HT175X175X6.5X9.5","W",null,"HA254X254X16","B",null,"HA254X254X16","B",null,"TUBO120X120X10","B",null,null,null,null,"UB457X191X98","UB",null,"H800X400X14X25","W",null,"H 244X175X7/11","W",null,"CFRHS50X30X4","B",null,"Тп120x60x4","HSS",null,"03_Tk_250x6","HSS",null,"03_Тк_250х6","HSS",null,null,null,null,null,null,null,null,{"$f":"IF(OFFSET(A131,0,($CJ$2-1)*3)=0,\"\",OFFSET(A131,0,($CJ$2-1)*3))","v":"TUBO120X120X10"}]
["35X35X3SHS","B",null,"HSS10X3X1/4","B",null,"HSS254X76.2X6.4","B",null,"HSS10X6X1/4","B",null,"HSS254X152.4X6.4","B",null,"RHS120X60X4","B",null,"UC356X406X818","W",null,null,null,null,"HE400AA","W",null,"HD400X551","W",null,null,null,null,"HP310X110","I",null,"W18X11X158","W",null,"W460X280X235","W",null,"RHHF400X200X14.2","B",null,"HT200X100X3.2X4.5","W",null,"HA254X254X13","B",null,"HA254X254X13","B",null,"TUBO120X120X12.5","B",null,null,null,null,"UB533X210X82","UB",null,"H800X350X19X40","W",null,"H 244X252X11/11","W",null,"CFRHS60X40X2.5","B",null,"Тп120x60x4,5","HSS",null,"03_Tk_250x6,5","HSS",null,"03_Тк_250х6,5","HSS",null,null,null,null,null,null,null,null,"TUBO120X120X12.5"]
["35X35X2.8SHS","B",null,"HSS10X3X3/16","B",null,"HSS254X76.2X4.8","B",null,"HSS10X6X3/16","B",null,"HSS254X152.4X4.8","B",null,"RHS120X60X4.5","B",null,"UC356X406X900","W",null,null,null,null,"HE400A","W",null,"HD400X592","W",null,null,null,null,"HP310X125","I",null,"W18X11X175","W",null,"W460X280X260","W",null,"RHHF400X200X16","B",null,"HT200X100X4X6","W",null,"HA254X254X9.5","B",null,"HA254X254X9.5","B",null,"TUBO120X120X14.2","B",null,null,null,null,"UB533X210X92","UB",null,"H800X350X19X36","W",null,"H 248X249X8/13","W",null,"CFRHS60X40X3","B",null,"Тп120x60x5","HSS",null,"03_Tk_250x7","HSS",null,"03_Тк_250х7","HSS",null,null,null,null,null,null,null,null,"TUBO120X120X14.2"]
["35X35X2.5SHS","B",null,"HSS10X3X1/8","B",null,"HSS254X76.2X3.2","B",null,"HSS10X5X3/8","B",null,"HSS254X127X9.5","B",null,"RHS120X60X5","B",null,"UC356X406X990","W",null,null,null,null,"HE400B","W",null,"HD400X634","W",null,null,null,null,"HP310X132","I",null,"W21X6.5X44","W",null,"W530X165X66","W",null,"RHHF400X300X8","B",null,"HT200X150X4.5X6","W",null,"HA254X254X8.0","B",null,"HA254X254X8.0","B",null,"TUBO120X120X16","B",null,null,null,null,"UB533X210X101","UB",null,"H800X350X19X32","W",null,"H 250X250X9/14","W",null,"CFRHS60X40X4","B",null,"Тп120x60x5,5","HSS",null,"03_Tk_250x7,5","HSS",null,"03_Тк_250х7,5","HSS",null,null,null,null,null,null,null,null,"TUBO120X120X16"]
["35X35X2.3SHS","B",null,"HSS10X2X3/8","B",null,"HSS254X50.8X9.5","B",null,"HSS10X5X5/16","B",null,"HSS254X127X7.9","B",null,"RHS120X60X6","B",null,"UC356X406X1086","W",null,null,null,null,"HE400M","W",null,"HD400X677","W",null,null,null,null,"HP360X132","I",null,"W21X6.5X50","W",null,"W530X165X74","W",null,"RHHF400X300X10","B",null,"HT200X200X6X8","W",null,"HA254X254X6.4","B",null,"HA254X254X6.4","B",null,"TUBO120X120X17.5","B",null,null,null,null,"UB533X210X109.8","UB",null,"H800X350X19X28","W",null,"H 250X255X14/14","W",null,"CFRHS80X40X3","B",null,"Тп120x60x6","HSS",null,"03_Tk_250x8","HSS",null,"03_Тк_250х8","HSS",null,null,null,null,null,null,null,null,"TUBO120X120X17.5"]
["35X35X2SHS","B",null,"HSS10X2X5/16","B",null,"HSS254X50.8X7.9","B",null,"HSS10X5X1/4","B",null,"HSS254X127X6.4","B",null,"RHS150X25X1.6","B",null,"UC356X406X1202","W",null,null,null,null,"HE450AA","W",null,"HD400X744","W",null,null,null,null,"HP360X152","I",null,"W21X6.5X57","W",null,"W530X165X85","W",null,"RHHF400X300X12.5","B",null,"HT250X125X4.5X6","W",null,"HA203X203X16","B",null,"HA203X203X16","B",null,"TUBO120X120X20","B",null,null,null,null,"UB533X210X122","UB",null,"H800X350X19X25","W",null,"H 298X149X5.5/8","W",null,"CFRHS80X40X4","B",null,"Тп120x60x6,5","HSS",null,"03_Tk_250x8,5","HSS",null,"03_Тк_250х8,5","HSS",null,null,null,null,null,null,null,null,"TUBO120X120X20"]
["35X35X1.6SHS","B",null,"HSS10X2X1/4","B",null,"HSS254X50.8X6.4","B",null,"HSS10X5X3/16","B",null,"HSS254X127X4.8","B",null,"RHS150X25X2","B",null,"UC356X406X1299","W",null,null,null,null,"HE450A","W",null,"HD400X818","W",null,null,null,null,"HP360X174","I",null,"W21X8.25X48","W",null,"W530X210X72","W",null,"RHHF400X300X14.2","B",null,"HT250X175X4.5X8","W",null,"HA203X203X13","B",null,"HA203X203X13","B",null,"TUBO120X120X22.2","B",null,null,null,null,"UB610X229X101","UB",null,"H800X350X16X36","W",null,"H 300X150X6.5/9","W",null,"CFRHS90X50X3","B",null,"Тп120x60x7","HSS",null,"03_Tk_250x9","HSS",null,"03_Тк_250х9","HSS",null,null,null,null,null,null,null,null,"TUBO120X120X22.2"]
["30X30X3SHS","B",null,"HSS10X2X3/16","B",null,"HSS254X50.8X4.8","B",null,"HSS10X4X5/8","B",null,"HSS254X101.6X15.9","B",null,"RHS150X25X2.2","B",null,"UBP203X203X45","W",null,null,null,null,"HE450B","W",null,"HD400X900","W",null,null,null,null,null,null,null,"W 21X8.25X55","W",null,"W530X210X82","W",null,"RHHF400X300X16","B",null,"HT300X150X4.5X6","W",null,"HA203X203X9.5","B",null,"HA203X203X9.5","B",null,"TUBO120X84X4.5","B",null,null,null,null,"UB610X229X113","UB",null,"H800X350X16X32","W",null,"H 294X200X8/12","W",null,"CFRHS90X50X3.6","B",null,"Тп120x80x3","HSS",null,"03_Tk_250x9,5","HSS",null,"03_Тк_250х9,5","HSS",null,null,null,null,null,null,null,null,"TUBO120X84X4.5"]
["30X30X2.5SHS","B",null,"HSS10X2X1/8","B",null,"HSS254X50.8X3.2","B",null,"HSS10X4X1/2","B",null,"HSS254X101.6X12.7","B",null,"RHS150X25X2.6","B",null,"UBP203X203X54","W",null,null,null,null,"HE450M","W",null,"HD400X990","W",null,null,null,null,null,null,null,"W21X8.25X62","W",null,"W530X210X92","W",null,"RHHF450X250X8","B",null,"HT300X200X6X8","W",null,"HA203X203X8.0","B",null,"HA203X203X8.0","B",null,"TUBO120X84X5","B",null,null,null,null,"UB610X229X125.1","UB",null,"H800X350X16X28","W",null,"H 298X201X9/14","W",null,"CFRHS90X50X4","B",null,"Тп120x80x3,5","HSS",null,"03_Tk_250x10","HSS",null,"03_Тк_250х10","HSS",null,null,null,null,null,null,null,null,"TUBO120X84X5"]
["30X30X2SHS","B",null,"HSS9X9X5/8","B",null,"HSS228.6X228.6X15.9","B",null,"HSS10X4X3/8","B",null,"HSS254X101.6X9.5","B",null,"RHS150X30X1.6","B",null,"UBP254X254X63","W",null,null,null,null,"HE500AA","W",null,"HD400X1086","W",null,null,null,null,null,null,null,"W21X8.25X68","W",null,"W530X210X101","W",null,"RHHF450X250X10","B",null,"HT350X175X4.5X6","W",null,"HA203X203X6.4","B",null,"HA203X203X6.4","B",null,"TUBO120X84X5.4","B",null,null,null,null,"UB610X229X139.9","UB",null,"H800X350X16X25","W",null,"H 294X302X12/12","W",null,"CFRHS90X50X5","B",null,"Тп120x80x4","HSS",null,"03_Tk_250x10,5","HSS",null,"03_Тк_250х10,5","HSS",null,null,null,null,null,null,null,null,"TUBO120X84X5.4"]
["30X30X1.6SHS","B",null,"HSS9X9X1/2","B",null,"HSS228.6X228.6X12.7","B",null,"HSS10X4X5/16","B",null,"HSS254X101.6X7.9","B",null,"RHS150X30X1.8","B",null,"UBP254X254X71","W",null,null,null,null,"HE500A","W",null,"HD400X1202","W",null,null,null,null,null,null,null,"W21X8.25X73","W",null,"W530X210X109","W",null,"RHHF450X250X12.5","B",null,"HT400X150X6X8","W",null,"HA178X178X16","B",null,"HA178X178X16","B",null,"TUBO120X84X5.9","B",null,null,null,null,"UC152X152X23","UC",null,"H800X350X14X28","W",null,"H 298X299X9/14","W",null,"CFRHS100X50X3","B",null,"Тп120x80x4,5","HSS",null,"03_Tk_250x11","HSS",null,"03_Тк_250х11","HSS",null,null,null,null,null,null,null,null,"TUBO120X84X5.9"]
["25X25X3SHS","B",null,"HSS9X9X3/8","B",null,"HSS228.6X228.6X9.5","B",null,"HSS10X4X1/4","B",null,"HSS254X101.6X6.4","B",null,"RHS150X30X2","B",null,"UBP254X254X85","W",null,null,null,null,"HE500B","W",null,"HD400X1299","W",null,null,null,null,null,null,null,"W21X8.25X83","W",null,"W530X210X123","W",null,"RHHF450X250X14.2","B",null,"HT400X200X6X8","W",null,"HA178X178X13","B",null,"HA178X178X13","B",null,"TUBO120X84X7.1","B",null,null,null,null,"UC152X152X30","UC",null,"H800X350X14X25","W",null,"H 300X300X10/15","W",null,"CFRHS100X50X4","B",null,"Тп120x80x5","HSS",null,"03_Tk_250x11,5","HSS",null,"03_Тк_250х11,5","HSS",null,null,null,null,null,null,null,null,"TUBO120X84X7.1"]
["25X25X2.5SHS","B",null,"HSS9X9X5/16","B",null,"HSS228.6X228.6X7.9","B",null,"HSS10X4X3/16","B",null,"HSS254X101.6X4.8","B",null,"RHS150X30X2.5","B",null,"UBP305X305X79","W",null,null,null,null,"HE500M","W",null,"HP305X110","W",null,null,null,null,null,null,null,"W21X8.25X93","W",null,"W530X210X138","W",null,"RHHF450X250X16","B",null,"YB-H300X200X6X10","W",null,"HA178X178X9.5","B",null,"HA178X178X9.5","B",null,"TUBO120X84X8","B",null,null,null,null,"UC152X152X37","UC",null,"H800X300X16X32","W",null,"H 300X305X15/15","W",null,"CFRHS100X50X5","B",null,"Тп120x80x5,5","HSS",null,"03_Tk_250x12","HSS",null,"03_Тк_250х12","HSS",null,null,null,null,null,null,null,null,"TUBO120X84X8"]
["25X25X2SHS","B",null,"HSS9X9X1/4","B",null,"HSS228.6X228.6X6.4","B",null,"HSS10X4X1/8","B",null,"HSS254X101.6X3.2","B",null,"RHS150X30X2.9","B",null,"UBP305X305X88","W",null,null,null,null,"HE550AA","W",null,"HP305X126","W",null,null,null,null,null,null,null,"W24X7X55","W",null,"W610X180X82","W",null,"RHHF500X200X8","B",null,"YB-H300X200X6X12","W",null,"HA178X178X8.0","B",null,"HA178X178X8.0","B",null,"TUBO120X84X10","B",null,null,null,null,"UC203X203X46.1","UC",null,"H800X300X16X28","W",null,"H 304X301X11/17","W",null,"CFRHS100X50X6","B",null,"Тп120x80x6","HSS",null,"03_Tk_300x6","HSS",null,"03_Тк_300х6","HSS",null,null,null,null,null,null,null,null,"TUBO120X84X10"]
["25X25X1.6SHS","B",null,"HSS9X9X3/16","B",null,"HSS228.6X228.6X74.8","B",null,"HSS10X3-1/2X1/2","B",null,"HSS254X88.9X12.7","B",null,"RHS150X50X1.6","B",null,"UBP305X305X95","W",null,null,null,null,"HE550A","W",null,"HP305X149","W",null,null,null,null,null,null,null,"W24X7X62","W",null,"W610X180X92","W",null,"RHHF500X200X10","B",null,"YB-H300X200X8X14","W",null,"HA178X178X6.4","B",null,"HA178X178X6.4","B",null,"TUBO120X84X12.5","B",null,null,null,null,"UC203X203X52","UC",null,"H800X300X16X25","W",null,"H 310X305X15/20","W",null,"CFRHS100X50X6.3","B",null,"Тп120x80x6,5","HSS",null,"03_Tk_300x6,5","HSS",null,"03_Тк_300х6,5","HSS",null,null,null,null,null,null,null,null,"TUBO120X84X12.5"]
["20X20X1.6SHS","B",null,"HSS9X9X1/8","B",null,"HSS228.6X228.6X3.2","B",null,"HSS10X3-1/2X3/8","B",null,"HSS254X88.9X9.5","B",null,"RHS150X50X2","B",null,"UBP305X305X110","W",null,null,null,null,"HE550B","W",null,"HP305X180","W",null,null,null,null,null,null,null,"W24X9X68","W",null,"W610X230X101","W",null,"RHHF500X200X12.5","B",null,"YB-H300X250X8X12","W",null,"HA178X178X4.8","B",null,"HA178X178X4.8","B",null,"TUBO120X84X14.2","B",null,null,null,null,"UC203X203X60","UC",null,"H800X300X16X22","W",null,"H 310X310X20/20","W",null,"CFRHS100X60X3","B",null,"Тп120x80x7","HSS",null,"03_Tk_300x7","HSS",null,"03_Тк_300х7","HSS",null,null,null,null,null,null,null,null,"TUBO120X84X14.2"]
["15X15X1.8SHS","B",null,"HSS9X7X5/8","B",null,"HSS228.6X177.8X15.9","B",null,"HSS10X3-1/2X5/16","B",null,"HSS254X88.9X7.9","B",null,"RHS150X50X2.2","B",null,"UBP305X305X126","W",null,null,null,null,"HE550M","W",null,"HP305X186","W",null,null,null,null,null,null,null,"W24X9X76","W",null,"W610X230X113","W",null,"RHHF500X200X14.2","B",null,"YB-H300X250X10X14","W",null,"HA152X152X13","B",null,"HA152X152X13","B",null,"TUBO120X84X16","B",null,null,null,null,"UC203X203X71","UC",null,"H800X300X14X28","W",null,"H 346X174X6/9","W",null,"CFRHS100X60X3.6","B",null,"Тп140x60x3","HSS",null,"03_Tk_300x7,5","HSS",null,"03_Тк_300х7,5","HSS",null,null,null,null,null,null,null,null,"TUBO120X84X16"]
["13X13X1.8SHS","B",null,"HSS9X7X1/2","B",null,"HSS228.6X177.8X12.7","B",null,"HSS10X3-1/2X1/4","B",null,"HSS254X88.9X6.4","B",null,"RHS150X50X2.5","B",null,"UBP305X305X149","W",null,null,null,null,"HE600AA","W",null,"HP305X223","W",null,null,null,null,null,null,null,"W24X9X84","W",null,"W610X230X125","W",null,"RHHF500X200X16","B",null,"YB-H300X300X8X12","W",null,"HA152X152X9.5","B",null,"HA152X152X9.5","B",null,"TUBO120X60X3.6","B",null,null,null,null,"UC203X203X86.1","UC",null,"H800X300X14X25","W",null,"H 350X175X7/11","W",null,"CFRHS100X60X4","B",null,"Тп140x60x3,5","HSS",null,"03_Tk_300x8","HSS",null,"03_Тк_300х8","HSS",null,null,null,null,null,null,null,null,"TUBO120X60X3.6"]
["610UB125","W",null,"HSS9X7X3/8","B",null,"HSS228.6X177.8X9.5","B",null,"HSS10X3-1/2X3/16","B",null,"HSS254X88.9X4.8","B",null,"RHS150X50X2.8","B",null,"UBP305X305X186","W",null,null,null,null,"HE600A","W",null,"HP320X103","W",null,null,null,null,null,null,null,"W24X9X94","W",null,"W610X230X140","W",null,"RHHF500X300X8","B",null,"YB-H300X300X10X16","W",null,"HA152X152X8.0","B",null,"HA152X152X8.0","B",null,"TUBO120X60X4","B",null,null,null,null,"UC254X254X73.1","UC",null,"H800X300X14X22","W",null,"H 354X176X8/13","W",null,"CFRHS100X60X5","B",null,"Тп140x60x4","HSS",null,"03_Tk_300x8,5","HSS",null,"03_Тк_300х8,5","HSS",null,null,null,null,null,null,null,null,"TUBO120X60X4"]
["610UB113","W",null,"HSS9X7X5/16","B",null,"HSS228.6X177.8X7.9","B",null,"HSS10X3-1/2X1/8","B",null,"HSS254X88.9X3.2","B",null,"RHS150X50X3.2","B",null,"UBP305X305X223","W",null,null,null,null,"HE600B","W",null,"HP320X117","W",null,null,null,null,null,null,null,"W24X9X103","W",null,"W610X230X153","W",null,"RHHF500X300X10","B",null,"YB-H300X300X12X20","W",null,"HA152X152X6.4","B",null,"HA152X152X6.4","B",null,"TUBO120X60X4.5","B",null,null,null,null,"UC254X254X89.5","UC",null,"H800X250X16X32","W",null,"H 336X249X8/12","W",null,"CFRHS100X60X6","B",null,"Тп140x60x4,5","HSS",null,"03_Tk_300x9","HSS",null,"03_Тк_300х9","HSS",null,null,null,null,null,null,null,null,"TUBO120X60X4.5"]
["610UB101","W",null,"HSS9X7X1/4","B",null,"HSS228.6X177.8X6.4","B",null,"HSS10X3X3/8","B",null,"HSS254X76.2X9.5","B",null,"RHS150X50X3.6","B",null,"UBP356X368X109","W",null,null,null,null,"HE600M","W",null,"HP320X147","W",null,null,null,null,null,null,null,"W24X12.75X104","W",null,"W610X325X155","W",null,"RHHF500X300X12.5","B",null,"YB-H350X175X6X10","W",null,"HA152X152X4.8","B",null,"HA152X152X4.8","B",null,"TUBO120X60X5","B",null,null,null,null,"UC254X254X107.1","UC",null,"H800X250X16X28","W",null,"H 340X250X9/14","W",null,"CFRHS100X60X6.3","B",null,"Тп140x60x5","HSS",null,"03_Tk_300x9,5","HSS",null,"03_Тк_300х9,5","HSS",null,null,null,null,null,null,null,null,"TUBO120X60X5"]
["530UB92.4","W",null,"HSS9X7X3/16","B",null,"HSS228.6X177.8X4.8","B",null,"HSS10X3X5/16","B",null,"HSS254X76.2X7.9","B",null,"RHS150X50X4","B",null,"UBP356X368X133","W",null,null,null,null,"HE600X337","W",null,"HP320X184","W",null,null,null,null,null,null,null,"W24X12.75X117","W",null,"W610X325X174","W",null,"RHHF500X300X14.2","B",null,"YB-H350X175X8X12","W",null,"HA127X127X13","B",null,"HA127X127X13","B",null,"TUBO120X60X5.4","B",null,null,null,null,"UC254X254X132","UC",null,"H800X250X16X25","W",null,"H 338X351X13/13","W",null,"CFRHS120X60X3","B",null,"Тп140x60x5,5","HSS",null,"03_Tk_300x10","HSS",null,"03_Тк_300х10","HSS",null,null,null,null,null,null,null,null,"TUBO120X60X5.4"]
["530UB82.0","W",null,"HSS9X5X5/8","B",null,"HSS228.6X127X15.9","B",null,"HSS10X3X1/4","B",null,"HSS254X76.2X6.4","B",null,"RHS150X50X4.5","B",null,"UBP356X368X152","W",null,null,null,null,"HE600X399","W",null,"HP360X133","W",null,null,null,null,null,null,null,"W24X12.75X131","W",null,"W610X325X195","W",null,"RHHF500X300X16","B",null,"YB-H350X200X6X8","W",null,"HA127X127X9.5","B",null,"HA127X127X9.5","B",null,"TUBO120X60X5.9","B",null,null,null,null,"UC254X254X167.1","UC",null,"H800X250X14X25","W",null,"H 344X348X10/16","W",null,"CFRHS120X60X3.6","B",null,"Тп140x60x6","HSS",null,"03_Tk_300x10,5","HSS",null,"03_Тк_300х10,5","HSS",null,null,null,null,null,null,null,null,"TUBO120X60X5.9"]
["460UB82.1","W",null,"HSS9X5X1/2","B",null,"HSS228.6X127X12.7","B",null,"HSS10X3X3/16","B",null,"HSS254X76.2X4.8","B",null,"RHS150X50X5","B",null,"UBP356X368X174","W",null,null,null,null,"HE650AA","W",null,"HP360X152","W",null,null,null,null,null,null,null,"W24X12.75X146","W",null,"W610X325X217","W",null,"RHHF500X300X20","B",null,"YB-H350X200X8X10","W",null,"HA127X127X8.0","B",null,"HA127X127X8.0","B",null,"TUBO120X60X7.1","B",null,null,null,null,"UC305X305X96.9","UC",null,"H800X250X14X22","W",null,"H 344X354X16/16","W",null,"CFRHS120X60X4","B",null,"Тп140x60x6,5","HSS",null,"03_Tk_300x11","HSS",null,"03_Тк_300х11","HSS",null,null,null,null,null,null,null,null,"TUBO120X60X7.1"]
["460UB74.6","W",null,"HSS9X5X3/8","B",null,"HSS228.6X127X9.5","B",null,"HSS10X3X1/8","B",null,"HSS254X76.2X3.2","B",null,"RHS150X75X2.5","B",null,null,null,null,null,null,null,"HE650A","W",null,"HP360X174","W",null,null,null,null,null,null,null,"W24X12.75X162","W",null,"W610X325X241","W",null,"SHHF40X40X3","B",null,"YB-H350X200X8X12","W",null,"HA127X127X6.4","B",null,"HA127X127X6.4","B",null,"TUBO120X60X8","B",null,null,null,null,"UC305X305X117.9","UC",null,"H750X350X16X36","W",null,"H 350X350X12/19","W",null,"CFRHS120X60X5","B",null,"Тп140x60x7","HSS",null,"03_Tk_300x11,5","HSS",null,"03_Тк_300х11,5","HSS",null,null,null,null,null,null,null,null,"TUBO120X60X8"]
["460UB67.1","W",null,"HSS9X5X5/16","B",null,"HSS228.6X127X7.9","B",null,"HSS10X2X3/8","B",null,"HSS254X50.8X9.5","B",null,"RHS150X75X2.9","B",null,null,null,null,null,null,null,"HE650B","W",null,"HP360X180","W",null,null,null,null,null,null,null,"W24X12.75X176","W",null,"W610X325X262","W",null,"SHHF40X40X3.2","B",null,"YB-H350X200X10X16","W",null,"HA127X127X4.8","B",null,"HA127X127X4.8","B",null,"TUBO120X60X10","B",null,null,null,null,"UC305X305X136.9","UC",null,"H750X350X16X32","W",null,"H 350X357X19/19","W",null,"CFRHS120X60X6","B",null,"Тп140x100x4","HSS",null,"03_Tk_300x12","HSS",null,"03_Тк_300х12","HSS",null,null,null,null,null,null,null,null,"TUBO120X60X10"]
["410UB59.7","W",null,"HSS9X5X1/4","B",null,"HSS228.6X127X6.4","B",null,"HSS10X2X5/16","B",null,"HSS254X50.8X7.9","B",null,"RHS150X75X3.2","B",null,null,null,null,null,null,null,"HE650M","W",null,"HP400X140","W",null,null,null,null,null,null,null,"W24X12.75X192","W",null,"W610X325X285","W",null,"SHHF40X40X4","B",null,"YB-H350X250X8X10","W",null,"HA114X114X13","B",null,"HA114X114X13","B",null,"TUBO140X140X7.1","B",null,null,null,null,"UC305X305X158.1","UC",null,"H750X350X16X28","W",null,"H 396X199X7/11","W",null,"CFRHS120X60X6.3","B",null,"Тп140x100x4,5","HSS",null,"03_Tp_50x25x2","HSS",null,"03_Тп_50х25х2","HSS",null,null,null,null,null,null,null,null,"TUBO140X140X7.1"]
["410UB53.7","W",null,"HSS9X5X3/16","B",null,"HSS228.6X127X4.8","B",null,"HSS10X2X1/4","B",null,"HSS254X50.8X6.4","B",null,"RHS150X75X3.6","B",null,null,null,null,null,null,null,"HE650X343","W",null,"HP400X158","W",null,null,null,null,null,null,null,"W24X12.75X207","W",null,"W610X325X307","W",null,"SHHF40X40X5","B",null,"YB-H350X250X8X12","W",null,"HA114X114X9.5","B",null,"HA114X114X9.5","B",null,"TUBO140X140X8","B",null,null,null,null,"UC305X305X198.1","UC",null,"H750X350X14X32","W",null,"H 400X200X8/13","W",null,"CFRHS120X80X4","B",null,"Тп140x100x5","HSS",null,"03_Tp_50x25x2,5","HSS",null,"03_Тп_50х25х2,5","HSS",null,null,null,null,null,null,null,null,"TUBO140X140X8"]
["360UB56.7","W",null,"HSS9X3X1/2","B",null,"HSS228.6X76.2X12.7","B",null,"HSS10X2X3/16","B",null,"HSS254X50.8X4.8","B",null,"RHS150X75X4","B",null,null,null,null,null,null,null,"HE650X407","W",null,"HP400X176","W",null,null,null,null,null,null,null,"W24X12.75X229","W",null,"W610X325X341","W",null,"SHHF50X50X3","B",null,"YB-H350X250X10X16","W",null,"HA114X114X8.0","B",null,"HA114X114X8.0","B",null,"TUBO140X140X10","B",null,null,null,null,"UC305X305X240","UC",null,"H750X350X14X28","W",null,"H 390X300X10/16","W",null,"CFRHS120X80X5","B",null,"Тп140x100x5,5","HSS",null,"03_Tp_50x25x3","HSS",null,"03_Тп_50х25х3","HSS",null,null,null,null,null,null,null,null,"TUBO140X140X10"]
["360UB50.7","W",null,"HSS9X3X3/8","B",null,"HSS228.6X76.2X9.5","B",null,"HSS10X2X1/8","B",null,"HSS254X50.8X3.2","B",null,"RHS150X75X5","B",null,null,null,null,null,null,null,"HE700AA","W",null,"HP400X194","W",null,null,null,null,null,null,null,"W24X12.75X279","W",null,"W610X325X415","W",null,"SHHF50X50X3.2","B",null,"YB-H350X300X8X12","W",null,"HA114X114X6.4","B",null,"HA114X114X6.4","B",null,"TUBO140X140X12.5","B",null,null,null,null,"UC305X305X282.9","UC",null,"H750X350X14X25","W",null,"H 388X402X15/15","W",null,"CFRHS120X80X6","B",null,"Тп140x100x6","HSS",null,"03_Tp_50x25x3,5","HSS",null,"03_Тп_50х25х3,5","HSS",null,null,null,null,null,null,null,null,"TUBO140X140X12.5"]
["360UB44.7","W",null,"HSS9X3X5/16","B",null,"HSS228.6X76.2X7.9","B",null,"HSS9X9X5/8","B",null,"HSS228.6X228.6X15.9","B",null,"RHS150X75X6","B",null,null,null,null,null,null,null,"HE700A","W",null,"HP400X213","W",null,null,null,null,null,null,null,"W24X12.75X306","W",null,"W610X325X455","W",null,"SHHF50X50X4","B",null,"YB-H350X300X10X16","W",null,"HA114X114X4.8","B",null,"HA114X114X4.8","B",null,"TUBO140X140X14.2","B",null,null,null,null,"UC368X368X129","UC",null,"H750X300X16X32","W",null,"H 394X398X11/18","W",null,"CFRHS120X80X6.3","B",null,"Тп140x100x6,5","HSS",null,"03_Tp_50x25x4","HSS",null,"03_Тп_50х25х4","HSS",null,null,null,null,null,null,null,null,"TUBO140X140X14.2"]
["310UB46.2","W",null,"HSS9X3X1/4","B",null,"HSS228.6X76.2X6.4","B",null,"HSS9X9X1/2","B",null,"HSS228.6X228.6X12.7","B",null,"RHS150X100X2.9","B",null,null,null,null,null,null,null,"HE700B","W",null,"HP400X231","W",null,null,null,null,null,null,null,"W24X12.75X335","W",null,"W610X325X498","W",null,"SHHF50X50X5","B",null,"YB-H350X350X8X12","W",null,"HA114X114X3.2","B",null,"HA114X114X3.2","B",null,"TUBO140X140X16","B",null,null,null,null,"UC368X368X152.9","UC",null,"H750X300X16X28","W",null,"H 394X405X18/18","W",null,"CFRHS120X80X8","B",null,"Тп140x100x7","HSS",null,"03_Tp_50x30x2","HSS",null,"03_Тп_50х30х2","HSS",null,null,null,null,null,null,null,null,"TUBO140X140X16"]
["310UB40.4","W",null,"HSS9X3X3/16","B",null,"HSS228.6X76.2X4.8","B",null,"HSS9X9X3/8","B",null,"HSS228.6X228.6X9.5","B",null,"RHS150X100X3.2","B",null,null,null,null,null,null,null,"HE700M","W",null,null,null,null,null,null,null,null,null,null,"W24X12.75X370","W",null,"W610X325X551","W",null,"SHHF50X50X6.3","B",null,"YB-H350X350X10X16","W",null,"HA102X102X13","B",null,"HA102X102X13","B",null,"TUBO140X140X17.5","B",null,null,null,null,"UC368X368X177","UC",null,"H750X300X16X25","W",null,"H 400X400X13/21","W",null,"CFRHS150X100X4","B",null,"Тп140x120x4","HSS",null,"03_Tp_50x30x2,5","HSS",null,"03_Тп_50х30х2,5","HSS",null,null,null,null,null,null,null,null,"TUBO140X140X17.5"]
["310UB32.0","W",null,"HSS8X8X5/8","B",null,"HSS203.2X203.2X15.9","B",null,"HSS9X9X5/16","B",null,"HSS228.6X228.6X7.9","B",null,"RHS150X100X3.6","B",null,null,null,null,null,null,null,"HE700X352","W",null,null,null,null,null,null,null,null,null,null,"W27X10X84","W",null,"W690X250X125","W",null,"SHHF60X60X3","B",null,"YB-H350X350X12X20","W",null,"HA102X102X9.5","B",null,"HA102X102X9.5","B",null,"TUBO140X140X20","B",null,null,null,null,"UC368X368X201.9","UC",null,"H750X300X14X28","W",null,"H 400X408X21/21","W",null,"CFRHS150X100X5","B",null,"Тп140x120x4,5","HSS",null,"03_Tp_50x30x3","HSS",null,"03_Тп_50х30х3","HSS",null,null,null,null,null,null,null,null,"TUBO140X140X20"]
["250UB37.3","W",null,"HSS8X8X1/2","B",null,"HSS203.2X203.2X12.7","B",null,"HSS9X9X1/4","B",null,"HSS228.6X228.6X6.4","B",null,"RHS150X100X4","B",null,null,null,null,null,null,null,"HE700X418","W",null,null,null,null,null,null,null,null,null,null,"W27X10X94","W",null,"W690X250X140","W",null,"SHHF60X60X3.2","B",null,"YB-H400X200X6X10","W",null,"HA102X102X8.0","B",null,"HA102X102X8.0","B",null,"TUBO140X140X22.2","B",null,null,null,null,"WPB150X150X23","WPB",null,"H750X300X14X25","W",null,"H 406X403X16/24","W",null,"CFRHS150X100X6","B",null,"Тп140x120x5","HSS",null,"03_Tp_50x30x3,5","HSS",null,"03_Тп_50х30х3,5","HSS",null,null,null,null,null,null,null,null,"TUBO140X140X22.2"]
["250UB31.4","W",null,"HSS8X8X3/8","B",null,"HSS203.2X203.2X9.5","B",null,"HSS9X9X3/16","B",null,"HSS228.6X228.6X74.8","B",null,"RHS150X100X5","B",null,null,null,null,null,null,null,"HE800AA","W",null,null,null,null,null,null,null,null,null,null,"W27X10X102","W",null,"W690X250X152","W",null,"SHHF60X60X4","B",null,"YB-H400X200X8X12","W",null,"HA102X102X6.4","B",null,"HA102X102X6.4","B",null,"TUBO140X140X25","B",null,null,null,null,"WPB150X150X30","WPB",null,"H750X300X14X22","W",null,"H 414X405X18/28","W",null,"CFRHS150X100X6.3","B",null,"Тп140x120x5,5","HSS",null,"03_Tp_50x30x4","HSS",null,"03_Тп_50х30х4","HSS",null,null,null,null,null,null,null,null,"TUBO140X140X25"]
["250UB25.7","W",null,"HSS8X8X5/16","B",null,"HSS203.2X203.2X7.9","B",null,"HSS9X9X1/8","B",null,"HSS228.6X228.6X3.2","B",null,"RHS150X100X6","B",null,null,null,null,null,null,null,"HE800A","W",null,null,null,null,null,null,null,null,null,null,"W27X10X114","W",null,"W690X250X170","W",null,"SHHF60X60X5","B",null,"YB-H400X200X8X16","W",null,"HA102X102X4.8","B",null,"HA102X102X4.8","B",null,"TUBO140X98X5","B",null,null,null,null,"WPB150X150X37","WPB",null,"H750X250X14X28","W",null,"H 428X407X20/35","W",null,"CFRHS150X100X8","B",null,"Тп140x120x6","HSS",null,"03_Tp_50x30x5","HSS",null,"03_Тп_50х30х5","HSS",null,null,null,null,null,null,null,null,"TUBO140X98X5"]
["200UB29.8","W",null,"HSS8X8X1/4","B",null,"HSS203.2X203.2X6.4","B",null,"HSS9X7X5/8","B",null,"HSS228.6X177.8X15.9","B",null,"RHS150X100X8","B",null,null,null,null,null,null,null,"HE800B","W",null,null,null,null,null,null,null,null,null,null,"W27X10X129","W",null,"W690X250X192","W",null,"SHHF60X60X6.3","B",null,"YB-H400X200X10X20","W",null,"HA102X102X3.2","B",null,"HA102X102X3.2","B",null,"TUBO140X98X5.4","B",null,null,null,null,"WPB320X300X74.2","WPB",null,"H750X250X14X25","W",null,"H 458X417X30/50","W",null,"CFRHS160X80X5","B",null,"Тп140x120x6,5","HSS",null,"03_Tp_50x40x2","HSS",null,"03_Тп_50х40х2","HSS",null,null,null,null,null,null,null,null,"TUBO140X98X5.4"]
["200UB25.4","W",null,"HSS8X8X3/16","B",null,"HSS203.2X203.2X4.8","B",null,"HSS9X7X1/2","B",null,"HSS228.6X177.8X12.7","B",null,"RHS200X100X2.9","B",null,null,null,null,null,null,null,"HE800M","W",null,null,null,null,null,null,null,null,null,null,"W30X10.5X90","W",null,"W760X265X134","W",null,"SHHF60X60X8","B",null,"YB-H400X250X6X10","W",null,"HA89X89X9.5","B",null,"HA89X89X9.5","B",null,"TUBO140X98X5.9","B",null,null,null,null,"WPB320X300X97.6","WPB",null,"H750X250X12X25","W",null,"H 498X432X45/70","W",null,"CFRHS160X80X6","B",null,"Тп140x120x7","HSS",null,"03_Tp_50x40x2,5","HSS",null,"03_Тп_50х40х2,5","HSS",null,null,null,null,null,null,null,null,"TUBO140X98X5.9"]
["200UB22.3","W",null,"HSS8X8X1/8","B",null,"HSS203.2X203.2X3.2","B",null,"HSS9X7X3/8","B",null,"HSS228.6X177.8X9.5","B",null,"RHS200X100X3.2","B",null,null,null,null,null,null,null,"HE800X373","W",null,null,null,null,null,null,null,null,null,null,"W30X10.5X99","W",null,"W760X265X147","W",null,"SHHF70X70X3.6","B",null,"YB-H400X250X8X12","W",null,"HA89X89X8.0","B",null,"HA89X89X8.0","B",null,"TUBO140X98X7.1","B",null,null,null,null,"WPB320X300X126.6","WPB",null,"H750X250X12X22","W",null,"H 446X199X8/12","W",null,"CFRHS160X80X8","B",null,"Тп140x120x7,5","HSS",null,"03_Tp_50x40x3","HSS",null,"03_Тп_50х40х3","HSS",null,null,null,null,null,null,null,null,"TUBO140X98X7.1"]
["200UB18.2","W",null,"HSS8X6X5/8","B",null,"HSS203.2X152.4X15.9","B",null,"HSS9X7X5/16","B",null,"HSS228.6X177.8X7.9","B",null,"RHS200X100X3.6","B",null,null,null,null,null,null,null,"HE800X444","W",null,null,null,null,null,null,null,null,null,null,"W30X10.5X108","W",null,"W760X265X161","W",null,"SHHF70X70X5","B",null,"YB-H400X250X8X16","W",null,"HA89X89X6.4","B",null,"HA89X89X6.4","B",null,"TUBO140X98X8","B",null,null,null,null,"WPB320X300X245","WPB",null,"H750X250X12X19","W",null,"H 450X200X9/14","W",null,"CFRHS200X100X4","B",null,"Тп140x120x8","HSS",null,"03_Tp_50x40x3,5","HSS",null,"03_Тп_50х40х3,5","HSS",null,null,null,null,null,null,null,null,"TUBO140X98X8"]
["180UB22.2","W",null,"HSS8X6X1/2","B",null,"HSS203.2X152.4X12.7","B",null,"HSS9X7X1/4","B",null,"HSS228.6X177.8X6.4","B",null,"RHS200X100X4","B",null,null,null,null,null,null,null,"HE900AA","W",null,null,null,null,null,null,null,null,null,null,"W30X10.5X116","W",null,"W760X265X173","W",null,"SHHF70X70X6.3","B",null,"YB-H400X250X10X20","W",null,"HA89X89X4.8","B",null,"HA89X89X4.8","B",null,"TUBO140X98X10","B",null,null,null,null,"WPB600X300X128.8","WPB",null,"H700X350X16X36","W",null,"H 434X299X10/15","W",null,"CFRHS200X100X5","B",null,"Тп150x100x4","HSS",null,"03_Tp_50x40x4","HSS",null,"03_Тп_50х40х4","HSS",null,null,null,null,null,null,null,null,"TUBO140X98X10"]
["180UB18.1","W",null,"HSS8X6X3/8","B",null,"HSS203.2X152.4X9.5","B",null,"HSS9X7X3/16","B",null,"HSS228.6X177.8X4.8","B",null,"RHS200X100X5","B",null,null,null,null,null,null,null,"HE900A","W",null,null,null,null,null,null,null,null,null,null,"W30X10.5X124","W",null,"W760X265X185","W",null,"SHHF70X70X8","B",null,"YB-H400X300X8X12","W",null,"HA89X89X3.2","B",null,"HA89X89X3.2","B",null,"TUBO140X98X12.5","B",null,null,null,null,"WPB600X300X177.8","WPB",null,"H700X350X16X32","W",null,"H 440X300X11/18","W",null,"CFRHS200X100X6","B",null,"Тп150x100x4,5","HSS",null,"03_Tp_50x40x4,5","HSS",null,"03_Тп_50х40х4,5","HSS",null,null,null,null,null,null,null,null,"TUBO140X98X12.5"]
["180UB16.1","W",null,"HSS8X6X5/16","B",null,"HSS203.2X152.4X7.9","B",null,"HSS9X5X5/8","B",null,"HSS228.6X127X15.9","B",null,"RHS200X100X6","B",null,null,null,null,null,null,null,"HE900B","W",null,null,null,null,null,null,null,null,null,null,"W30X10.5X132","W",null,"W760X265X196","W",null,"SHHF80X80X3.6","B",null,"YB-H400X300X10X16","W",null,"HA76X76X9.5","B",null,"HA76X76X9.5","B",null,"TUBO140X98X14.2","B",null,null,null,null,"WPB600X300X211.9","WPB",null,"H700X350X16X28","W",null,"H 496X199X9/14","W",null,"CFRHS200X100X6.3","B",null,"Тп150x100x5","HSS",null,"03_Tp_50x40x5","HSS",null,"03_Тп_50х40х5","HSS",null,null,null,null,null,null,null,null,"TUBO140X98X14.2"]
["150UB18.0","W",null,"HSS8X6X1/4","B",null,"HSS203.2X152.4X6.4","B",null,"HSS9X5X1/2","B",null,"HSS228.6X127X12.7","B",null,"RHS200X100X8","B",null,null,null,null,null,null,null,"HE900M","W",null,null,null,null,null,null,null,null,null,null,"W30X10.5X148","W",null,"W760X265X220","W",null,"SHHF80X80X4","B",null,"YB-H400X300X12X20","W",null,"HA76X76X8.0","B",null,"HA76X76X8.0","B",null,"TUBO140X98X16","B",null,null,null,null,"WPB600X300X285.5","WPB",null,"H700X350X16X25","W",null,"H 500X200X10/16","W",null,"CFRHS200X100X8","B",null,"Тп150x100x5,5","HSS",null,"03_Tp_60x30x2","HSS",null,"03_Тп_60х30х2","HSS",null,null,null,null,null,null,null,null,"TUBO140X98X16"]
["150UB14.0","W",null,"HSS8X6X3/16","B",null,"HSS203.2X152.4X4.8","B",null,"HSS9X5X3/8","B",null,"HSS228.6X127X9.5","B",null,"RHS240X120X4","B",null,null,null,null,null,null,null,"HE900X391","W",null,null,null,null,null,null,null,null,null,null,"W33X11.5X118","W",null,"W840X295X176","W",null,"SHHF80X80X5","B",null,"YB-H400X400X8X14","W",null,"HA76X76X6.4","B",null,"HA76X76X6.4","B",null,"TUBO140X98X17.5","B",null,null,null,null,"WPB700X300X149.9","WPB",null,"H700X350X14X32","W",null,"H 506X201X11/19","W",null,"CFRHS250X100X5","B",null,"Тп150x100x6","HSS",null,"03_Tp_60x30x2,5","HSS",null,"03_Тп_60х30х2,5","HSS",null,null,null,null,null,null,null,null,"TUBO140X98X17.5"]
["310UBP149","W",null,"HSS8X4X5/8","B",null,"HSS203.2X101.6X15.9","B",null,"HSS9X5X5/16","B",null,"HSS228.6X127X7.9","B",null,"RHS240X120X5","B",null,null,null,null,null,null,null,"HE900X466","W",null,null,null,null,null,null,null,null,null,null,"W33X11.5X130","W",null,"W840X295X193","W",null,"SHHF80X80X6.3","B",null,"YB-H400X400X10X16","W",null,"HA76X76X4.8","B",null,"HA76X76X4.8","B",null,"TUBO140X70X3.6","B",null,null,null,null,"WPB700X300X204.5","WPB",null,"H700X350X14X28","W",null,"H 482X300X11/15","W",null,"CFRHS250X100X6","B",null,"Тп150x100x6,5","HSS",null,"03_Tp_60x30x3","HSS",null,"03_Тп_60х30х3","HSS",null,null,null,null,null,null,null,null,"TUBO140X70X3.6"]
["310UBP110","W",null,"HSS8X4X1/2","B",null,"HSS203.2X101.6X12.7","B",null,"HSS9X5X1/4","B",null,"HSS228.6X127X6.4","B",null,"RHS240X120X5.4","B",null,null,null,null,null,null,null,"HE1000AA","W",null,null,null,null,null,null,null,null,null,null,"W33X11.5X141","W",null,"W840X295X210","W",null,"SHHF80X80X8","B",null,"YB-H400X400X12X20","W",null,"HA76X76X3.2","B",null,"HA76X76X3.2","B",null,"TUBO140X70X4","B",null,null,null,null,"WPB700X300X240.5","WPB",null,"H700X350X14X25","W",null,"H 488X300X11/18","W",null,"CFRHS250X100X6.3","B",null,"Тп150x100x7","HSS",null,"03_Tp_60x30x3,5","HSS",null,"03_Тп_60х30х3,5","HSS",null,null,null,null,null,null,null,null,"TUBO140X70X4"]
["310UBP78.8","W",null,"HSS8X4X3/8","B",null,"HSS203.2X101.6X9.5","B",null,"HSS9X5X3/16","B",null,"HSS228.6X127X4.8","B",null,"RHS240X120X6","B",null,null,null,null,null,null,null,"HE1000X249","W",null,null,null,null,null,null,null,null,null,null,"W33X11.5X152","W",null,"W840X295X226","W",null,"SHHF90X90X3.6","B",null,"YB-H400X400X16X25","W",null,"HA64X64X8.0","B",null,"HA64X64X8.0","B",null,"TUBO140X70X4.5","B",null,null,null,null,"WPB700X300X300.7","WPB",null,"H700X350X12X25","W",null,"H 596X199X10/15","W",null,"CFRHS250X100X8","B",null,"Тп160x40x3","HSS",null,"03_Tp_60x30x4","HSS",null,"03_Тп_60х30х4","HSS",null,null,null,null,null,null,null,null,"TUBO140X70X4.5"]
["200UBP122","W",null,"HSS8X4X5/16","B",null,"HSS203.2X101.6X7.9","B",null,"HSS9X3X1/2","B",null,"HSS228.6X76.2X12.7","B",null,"RHS240X120X8","B",null,null,null,null,null,null,null,"HE1000A","W",null,null,null,null,null,null,null,null,null,null,"W33X11.5X169","W",null,"W840X295X251","W",null,"SHHF90X90X4","B",null,"YB-H400X400X20X32","W",null,"HA64X64X6.4","B",null,"HA64X64X6.4","B",null,"TUBO140X70X5","B",null,null,null,null,"WPB800X300X171.5","WPB",null,"H700X350X12X22","W",null,"H 600X200X11/17","W",null,"CFRHS250X100X10","B",null,"Тп160x40x3,5","HSS",null,"03_Tp_60x30x4,5","HSS",null,"03_Тп_60х30х4,5","HSS",null,null,null,null,null,null,null,null,"TUBO140X70X5"]
["310UC158","W",null,"HSS8X4X1/4","B",null,"HSS203.2X101.6X6.4","B",null,"HSS9X3X3/8","B",null,"HSS228.6X76.2X9.5","B",null,"RHS250X100X4","B",null,null,null,null,null,null,null,"HE1000B","W",null,null,null,null,null,null,null,null,null,null,"W36X12X135","W",null,"W920X310X201","W",null,"SHHF90X90X5","B",null,"YB-H400X400X25X40","W",null,"HA64X64X4.8","B",null,"HA64X64X4.8","B",null,"TUBO140X70X5.4","B",null,null,null,null,"WPB800X300X224.4","WPB",null,"H700X300X16X32","W",null,"H 606X201X12/20","W",null,"CFRHS250X100X12.5","B",null,"Тп160x40x4","HSS",null,"03_Tp_60x30x5","HSS",null,"03_Тп_60х30х5","HSS",null,null,null,null,null,null,null,null,"TUBO140X70X5.4"]
["310UC137","W",null,"HSS8X4X3/16","B",null,"HSS203.2X101.6X4.8","B",null,"HSS9X3X5/16","B",null,"HSS228.6X76.2X7.9","B",null,"RHS250X100X5","B",null,null,null,null,null,null,null,"HE1000M","W",null,null,null,null,null,null,null,null,null,null,"W36X12X150","W",null,"W920X310X223","W",null,"SHHF90X90X6.3","B",null,"YB-H392X400X10X16","W",null,"HA64X64X3.2","B",null,"HA64X64X3.2","B",null,"TUBO140X70X5.9","B",null,null,null,null,"WPB800X300X262.3","WPB",null,"H700X300X16X28","W",null,"H 612X202X13/23","W",null,"CFRHS300X200X6","B",null,"Тп160x40x4,5","HSS",null,"03_Tp_60x30x5,5","HSS",null,"03_Тп_60х30х5,5","HSS",null,null,null,null,null,null,null,null,"TUBO140X70X5.9"]
["310UC118","W",null,"HSS8X4X1/8","B",null,"HSS203.2X101.6X3.2","B",null,"HSS9X3X1/4","B",null,"HSS228.6X76.2X6.4","B",null,"RHS250X100X5.4","B",null,null,null,null,null,null,null,"HE1000X393","W",null,null,null,null,null,null,null,null,null,null,"W36X12X160","W",null,"W920X310X238","W",null,"SHHF90X90X8","B",null,"YB-H410X400X16X25","W",null,"HA51X51X6.4","B",null,"HA51X51X6.4","B",null,"TUBO140X70X7.1","B",null,null,null,null,"WPB800X300X317.3","WPB",null,"H700X300X16X25","W",null,"H 582X300X12/17","W",null,"CFRHS300X200X6.3","B",null,"Тп160x40x5","HSS",null,"03_Tp_60x30x6","HSS",null,"03_Тп_60х30х6","HSS",null,null,null,null,null,null,null,null,"TUBO140X70X7.1"]
["310UC96.8","W",null,"HSS8X3X1/2","B",null,"HSS203.2X76.2X12.7","B",null,"HSS9X3X3/16","B",null,"HSS228.6X76.2X4.8","B",null,"RHS250X100X6","B",null,null,null,null,null,null,null,"HE1000X415","W",null,null,null,null,null,null,null,null,null,null,"W36X12X170","W",null,"W920X310X253","W",null,"SHHF100X100X4","B",null,"YB-H424X400X20X32","W",null,"HA51X51X4.8","B",null,"HA51X51X4.8","B",null,"TUBO140X70X8","B",null,null,null,null,"WPB900X300X198","WPB",null,"H700X300X14X32","W",null,"H 588X300X12/20","W",null,"CFRHS300X200X8","B",null,"Тп160x40x5,5","HSS",null,"03_Tp_60x40x2","HSS",null,"03_Тп_60х40х2","HSS",null,null,null,null,null,null,null,null,"TUBO140X70X8"]
["250UC89.5","W",null,"HSS8X3X3/8","B",null,"HSS203.2X76.2X9.5","B",null,"HSS8X8X5/8","B",null,"HSS203.2X203.2X15.9","B",null,"RHS250X100X8","B",null,null,null,null,null,null,null,"HE1000X438","W",null,null,null,null,null,null,null,null,null,null,"W36X12X182","W",null,"W920X310X271","W",null,"SHHF100X100X5","B",null,"YB-H440X400X25X40","W",null,"HA51X51X3.2","B",null,"HA51X51X3.2","B",null,"TUBO140X70X10","B",null,null,null,null,"WPB900X300X251.6","WPB",null,"H700X300X14X28","W",null,"H 594X302X14/23","W",null,"CFRHS300X200X10","B",null,"Тп160x40x6","HSS",null,"03_Tp_60x40x2,5","HSS",null,"03_Тп_60х40х2,5","HSS",null,null,null,null,null,null,null,null,"TUBO140X70X10"]
["250UC72.9","W",null,"HSS8X3X5/16","B",null,"HSS203.2X76.2X7.9","B",null,"HSS8X8X1/2","B",null,"HSS203.2X203.2X12.7","B",null,"RHS250X150X4","B",null,null,null,null,null,null,null,"HE1000X494","W",null,null,null,null,null,null,null,null,null,null,"W36X12X194","W",null,"W920X310X289","W",null,"SHHF100X100X6.3","B",null,"YB-H450X250X8X12","W",null,"HA38X38X4.8","B",null,"HA38X38X4.8","B",null,"TUBO140X70X12.5","B",null,null,null,null,"WPB900X300X291.4","WPB",null,"H700X300X14X25","W",null,"H 692X300X13/20","W",null,"CFRHS300X200X12.5","B",null,"Тп160x40x6,5","HSS",null,"03_Tp_60x40x3","HSS",null,"03_Тп_60х40х3","HSS",null,null,null,null,null,null,null,null,"TUBO140X70X12.5"]
["200UC59.5","W",null,"HSS8X3X1/4","B",null,"HSS203.2X76.2X6.4","B",null,"HSS8X8X3/8","B",null,"HSS203.2X203.2X9.5","B",null,"RHS250X150X5","B",null,null,null,null,null,null,null,"HE1000X584","W",null,null,null,null,null,null,null,null,null,null,"W36X12X210","W",null,"W920X310X313","W",null,"SHHF100X100X8","B",null,"YB-H450X250X10X16","W",null,"HA38X38X3.2","B",null,"HA38X38X3.2","B",null,"TUBO160X160X10","B",null,null,null,null,"WPB900X300X333","WPB",null,"H700X300X12X25","W",null,"H 700X300X13/24","W",null,"CFRHS400X200X8","B",null,"Тп160x40x7","HSS",null,"03_Tp_60x40x3,5","HSS",null,"03_Тп_60х40х3,5","HSS",null,null,null,null,null,null,null,null,"TUBO160X160X10"]
["200UC52.2","W",null,"HSS8X3X3/16","B",null,"HSS203.2X76.2X4.8","B",null,"HSS8X8X5/16","B",null,"HSS203.2X203.2X7.9","B",null,"RHS250X150X5.4","B",null,null,null,null,null,null,null,"HL920X344","W",null,null,null,null,null,null,null,null,null,null,"W36X12X232","W",null,"W920X310X345","W",null,"SHHF100X100X10","B",null,"YB-H450X250X10X20","W",null,"HA356X254X16","B",null,"HA356X254X16","B",null,"TUBO160X160X12.5","B",null,null,null,null,null,null,null,"H700X300X12X22","W",null,"H 708X302X15/28","W",null,"CFRHS400X200X10","B",null,"Тп160x80x4","HSS",null,"03_Tp_60x40x4","HSS",null,"03_Тп_60х40х4","HSS",null,null,null,null,null,null,null,null,"TUBO160X160X12.5"]
["200UC46.2","W",null,"HSS8X3X1/8","B",null,"HSS203.2X76.2X3.2","B",null,"HSS8X8X1/4","B",null,"HSS203.2X203.2X6.4","B",null,"RHS250X150X6","B",null,null,null,null,null,null,null,"HL920X368","W",null,null,null,null,null,null,null,null,null,null,"W36X12X256","W",null,"W920X310X381","W",null,"SHHF120X120X5","B",null,"YB-H450X300X8X12","W",null,"HA356X254X13","B",null,"HA356X254X13","B",null,"TUBO160X160X14.2","B",null,null,null,null,null,null,null,"H700X300X12X19","W",null,"H 792X300X14/22","W",null,"CFRHS400X200X12.5","B",null,"Тп160x80x4,5","HSS",null,"03_Tp_60x40x4,5","HSS",null,"03_Тп_60х40х4,5","HSS",null,null,null,null,null,null,null,null,"TUBO160X160X14.2"]
["150UC37.2","W",null,"HSS8X2X3/8","B",null,"HSS203.2X50.8X9.5","B",null,"HSS8X8X3/16","B",null,"HSS203.2X203.2X4.8","B",null,"RHS250X150X8","B",null,null,null,null,null,null,null,"HL920X390","W",null,null,null,null,null,null,null,null,null,null,"W36X12X286","W",null,"W920X310X425","W",null,"SHHF120X120X6.3","B",null,"YB-H450X300X10X16","W",null,"HA356X254X9.5","B",null,"HA356X254X9.5","B",null,"TUBO160X160X16","B",null,null,null,null,null,null,null,"H700X250X14X28","W",null,"H 800X300X14/26","W",null,"CFSHS20X20X2","B",null,"Тп160x80x5","HSS",null,"03_Tp_60x40x5","HSS",null,"03_Тп_60х40х5","HSS",null,null,null,null,null,null,null,null,"TUBO160X160X16"]
["150UC30.0","W",null,"HSS8X2X5/16","B",null,"HSS203.2X50.8X7.9","B",null,"HSS8X8X1/8","B",null,"HSS203.2X203.2X3.2","B",null,"RHS250X150X10","B",null,null,null,null,null,null,null,"HL920X420","W",null,null,null,null,null,null,null,null,null,null,"W36X12X318","W",null,"W920X310X474","W",null,"SHHF120X120X8","B",null,"YB-H450X300X12X20","W",null,"HA305X203X16","B",null,"HA305X203X16","B",null,"TUBO160X160X17.5","B",null,null,null,null,null,null,null,"H700X250X14X25","W",null,"H 808X302X16/30","W",null,"CFSHS20X20X2.5","B",null,"Тп160x80x5,5","HSS",null,"03_Tp_60x40x5,5","HSS",null,"03_Тп_60х40х5,5","HSS",null,null,null,null,null,null,null,null,"TUBO160X160X17.5"]
["150UC23.4","W",null,"HSS8X2X1/4","B",null,"HSS203.2X50.8X6.4","B",null,"HSS8X6X5/8","B",null,"HSS203.2X152.4X15.9","B",null,"RHS280X100X4","B",null,null,null,null,null,null,null,"HL920X449","W",null,null,null,null,null,null,null,null,null,null,"W36X12X350","W",null,"W920X310X521","W",null,"SHHF120X120X10","B",null,"YB-H450X300X12X25","W",null,"HA305X203X13","B",null,"HA305X203X13","B",null,"TUBO160X160X20","B",null,null,null,null,null,null,null,"H700X250X12X25","W",null,"H 890X299X15/23","W",null,"CFSHS25X25X2","B",null,"Тп160x80x6","HSS",null,"03_Tp_60x40x6","HSS",null,"03_Тп_60х40х6","HSS",null,null,null,null,null,null,null,null,"TUBO160X160X20"]
["100UC14.8","W",null,"HSS8X2X3/16","B",null,"HSS203.2X50.8X4.8","B",null,"HSS8X6X1/2","B",null,"HSS203.2X152.4X12.7","B",null,"RHS280X100X5","B",null,null,null,null,null,null,null,"HL920X491","W",null,null,null,null,null,null,null,null,null,null,"W36X12X387","W",null,"W920X310X576","W",null,"SHHF120X120X12.5","B",null,"YB-H450X400X10X16","W",null,"HA305X203X9.5","B",null,"HA305X203X9.5","B",null,"TUBO160X160X22.2","B",null,null,null,null,null,null,null,"H700X250X12X22","W",null,"H 900X300X16/28","W",null,"CFSHS25X25X2.5","B",null,"Тп160x80x6,5","HSS",null,"03_Tp_70x50x2","HSS",null,"03_Тп_70х50х2","HSS",null,null,null,null,null,null,null,null,"TUBO160X160X22.2"]
["1200WB455","W",null,"HSS8X2X1/8","B",null,"HSS203.2X50.8X3.2","B",null,"HSS8X6X3/8","B",null,"HSS203.2X152.4X9.5","B",null,"RHS280X100X5.4","B",null,null,null,null,null,null,null,"HL920X537","W",null,null,null,null,null,null,null,null,null,null,"W36X16.5X231","W",null,"W920X420X344","W",null,"SHHF140X140X5","B",null,"YB-H450X400X10X20","W",null,"HA305X203X8.0","B",null,"HA305X203X8.0","B",null,"TUBO160X160X25","B",null,null,null,null,null,null,null,"H700X250X12X19","W",null,"H 912X302X18/34","W",null,"CFSHS25X25X3","B",null,"Тп160x80x7","HSS",null,"03_Tp_70x50x2,5","HSS",null,"03_Тп_70х50х2,5","HSS",null,null,null,null,null,null,null,null,"TUBO160X160X25"]
["1200WB423","W",null,"HSS7X7X5/8","B",null,"HSS177.8X177.8X15.9","B",null,"HSS8X6X5/16","B",null,"HSS203.2X152.4X7.9","B",null,"RHS280X100X6","B",null,null,null,null,null,null,null,"HL920X588","W",null,null,null,null,null,null,null,null,null,null,"W36X16.5X247","W",null,"W920X420X368","W",null,"SHHF140X140X6.3","B",null,"YB-H450X400X12X25","W",null,"HA305X203X6.4","B",null,"HA305X203X6.4","B",null,"TUBO160X160X28","B",null,null,null,null,null,null,null,"H700X250X9X19","W",null,"H 918X303X18/34","W",null,"CFSHS30X30X2","B",null,"Тп160x100x4","HSS",null,"03_Tp_70x50x3","HSS",null,"03_Тп_70х50х3","HSS",null,null,null,null,null,null,null,null,{"$f":"IF(OFFSET(A195,0,($CJ$2-1)*3)=0,\"\",OFFSET(A195,0,($CJ$2-1)*3))","v":"TUBO160X160X28"}]
["1200WB392","W",null,"HSS7X7X1/2","B",null,"HSS177.8X177.8X12.7","B",null,"HSS8X6X1/4","B",null,"HSS203.2X152.4X6.4","B",null,"RHS280X100X8","B",null,null,null,null,null,null,null,"HL920X656","W",null,null,null,null,null,null,null,null,null,null,"W36X16.5X262","W",null,"W920X420X390","W",null,"SHHF140X140X8","B",null,"YB-H500X250X8X16","W",null,"HA254X152X16","B",null,"HA254X152X16","B",null,"TUBO160X160X30","B",null,null,null,null,null,null,null,"H700X250X9X16","W",null,"LH 75X75X2.3/3.2","W",null,"CFSHS30X30X2.5","B",null,"Тп160x100x4,5","HSS",null,"03_Tp_70x50x3,5","HSS",null,"03_Тп_70х50х3,5","HSS",null,null,null,null,null,null,null,null,"TUBO160X160X30"]
["1200WB342","W",null,"HSS7X7X3/8","B",null,"HSS177.8X177.8X9.5","B",null,"HSS8X6X3/16","B",null,"HSS203.2X152.4X4.8","B",null,"RHS300X150X4","B",null,null,null,null,null,null,null,"HL920X725","W",null,null,null,null,null,null,null,null,null,null,"W36X16.5X282","W",null,"W920X420X420","W",null,"SHHF140X140X10","B",null,"YB-H500X250X10X20","W",null,"HA254X152X13","B",null,"HA254X152X13","B",null,"TUBO160X112X5.9","B",null,null,null,null,null,null,null,"H700X200X12X28","W",null,"LH 75X75X3.2/3.2","W",null,"CFSHS30X30X3","B",null,"Тп160x100x5","HSS",null,"03_Tp_70x50x4","HSS",null,"03_Тп_70х50х4","HSS",null,null,null,null,null,null,null,null,"TUBO160X112X5.9"]
["1200WB317","W",null,"HSS7X7X5/16","B",null,"HSS177.8X177.8X7.9","B",null,"HSS8X4X5/8","B",null,"HSS203.2X101.6X15.9","B",null,"RHS300X150X5","B",null,null,null,null,null,null,null,"HL920X787","W",null,null,null,null,null,null,null,null,null,null,"W36X16.5X302","W",null,"W920X420X449","W",null,"SHHF140X140X12.5","B",null,"YB-H500X250X12X25","W",null,"HA254X152X9.5","B",null,"HA254X152X9.5","B",null,"TUBO160X112X7.1","B",null,null,null,null,null,null,null,"H700X200X12X25","W",null,"LH 75X75X3.2/4.5","W",null,"CFSHS40X40X2","B",null,"Тп160x100x5,5","HSS",null,"03_Tp_70x50x4,5","HSS",null,"03_Тп_70х50х4,5","HSS",null,null,null,null,null,null,null,null,"TUBO160X112X7.1"]
["1200WB278","W",null,"HSS7X7X1/4","B",null,"HSS177.8X177.8X6.4","B",null,"HSS8X4X1/2","B",null,"HSS203.2X101.6X12.7","B",null,"RHS300X150X5.4","B",null,null,null,null,null,null,null,"HL920X970","W",null,null,null,null,null,null,null,null,null,null,"W36X16.5X330","W",null,"W920X420X491","W",null,"SHHF150X150X5","B",null,"YB-H500X300X8X16","W",null,"HA254X152X8.0","B",null,"HA254X152X8.0","B",null,"TUBO160X112X8","B",null,null,null,null,null,null,null,"H700X200X12X22","W",null,"LH 100X60X2.3/4.5","W",null,"CFSHS40X40X2.5","B",null,"Тп160x100x6","HSS",null,"03_Tp_70x50x5","HSS",null,"03_Тп_70х50х5","HSS",null,null,null,null,null,null,null,null,"TUBO160X112X8"]
["1200WB249","W",null,"HSS7X7X3/16","B",null,"HSS177.8X177.8X4.8","B",null,"HSS8X4X3/8","B",null,"HSS203.2X101.6X9.5","B",null,"RHS300X150X6","B",null,null,null,null,null,null,null,"HL920X1077","W",null,null,null,null,null,null,null,null,null,null,"W36X16.5X361","W",null,"W920X420X537","W",null,"SHHF150X150X6.3","B",null,"YB-H500X300X10X20","W",null,"HA254X152X6.4","B",null,"HA254X152X6.4","B",null,"TUBO160X112X10","B",null,null,null,null,null,null,null,"H700X200X9X22","W",null,"LH 100X60X3.2/4.5","W",null,"CFSHS40X40X3","B",null,"Тп160x100x6,5","HSS",null,"03_Tp_70x50x5,5","HSS",null,"03_Тп_70х50х5,5","HSS",null,null,null,null,null,null,null,null,"TUBO160X112X10"]
["1000WB322","W",null,"HSS7X7X1/8","B",null,"HSS177.8X177.8X3.2","B",null,"HSS8X4X5/16","B",null,"HSS203.2X101.6X7.9","B",null,"RHS300X150X8","B",null,null,null,null,null,null,null,"HL920X1194","W",null,null,null,null,null,null,null,null,null,null,"W36X16.5X395","W",null,"W920X420X588","W",null,"SHHF150X150X8","B",null,"YB-H500X300X12X25","W",null,"HA203X152X13","B",null,"HA203X152X13","B",null,"TUBO160X112X12.5","B",null,null,null,null,null,null,null,"H700X200X9X19","W",null,"LH 100X75X2.3/3.2","W",null,"CFSHS40X40X4","B",null,"Тп160x100x7","HSS",null,"03_Tp_70x50x6","HSS",null,"03_Тп_70х50х6","HSS",null,null,null,null,null,null,null,null,"TUBO160X112X12.5"]
["1000WB296","W",null,"HSS7X5X1/2","B",null,"HSS177.8X127X12.7","B",null,"HSS8X4X1/4","B",null,"HSS203.2X101.6X6.4","B",null,"RHS300X150X10","B",null,null,null,null,null,null,null,"HL920X1269","W",null,null,null,null,null,null,null,null,null,null,"W36X16.5X441","W",null,"W920X420X656","W",null,"SHHF150X150X10","B",null,"YB-H500X400X10X16","W",null,"HA203X152X9.5","B",null,"HA203X152X9.5","B",null,"TUBO160X112X14.2","B",null,null,null,null,null,null,null,"H700X200X9X16","W",null,"LH 100X75X3.2/4.5","W",null,"CFSHS50X50X2","B",null,"Тп160x100x7,5","HSS",null,"03_Tp_80x40x2","HSS",null,"03_Тп_80х40х2","HSS",null,null,null,null,null,null,null,null,"TUBO160X112X14.2"]
["1000WB258","W",null,"HSS7X5X3/8","B",null,"HSS177.8X127X9.5","B",null,"HSS8X4X3/16","B",null,"HSS203.2X101.6X4.8","B",null,"RHS300X200X4","B",null,null,null,null,null,null,null,"HL920X1377","W",null,null,null,null,null,null,null,null,null,null,"W36X16.5X487","W",null,"W920X420X725","W",null,"SHHF150X150X12.5","B",null,"YB-H500X400X10X20","W",null,"HA203X152X8.0","B",null,"HA203X152X8.0","B",null,"TUBO160X112X16","B",null,null,null,null,null,null,null,"H700X200X9X12","W",null,"LH 100X100X2.3/3.2","W",null,"CFSHS50X50X2.5","B",null,"Тп160x100x8","HSS",null,"03_Tp_80x40x2,5","HSS",null,"03_Тп_80х40х2,5","HSS",null,null,null,null,null,null,null,null,"TUBO160X112X16"]
["1000WB215","W",null,"HSS7X5X5/16","B",null,"HSS177.8X127X7.9","B",null,"HSS8X4X1/8","B",null,"HSS203.2X101.6X3.2","B",null,"RHS300X200X5","B",null,null,null,null,null,null,null,"HL1000AA","W",null,null,null,null,null,null,null,null,null,null,"W36X16.5X529","W",null,"W920X420X787","W",null,"SHHF160X160X5","B",null,"YB-H500X400X12X25","W",null,"HA203X152X6.4","B",null,"HA203X152X6.4","B",null,"TUBO160X112X17.5","B",null,null,null,null,null,null,null,"H650X300X16X32","W",null,"LH 100X100X2.3/4.5","W",null,"CFSHS50X50X3","B",null,"Тп160x120x4","HSS",null,"03_Tp_80x40x3","HSS",null,"03_Тп_80х40х3","HSS",null,null,null,null,null,null,null,null,"TUBO160X112X17.5"]
["900WB282","W",null,"HSS7X5X1/4","B",null,"HSS177.8X127X6.4","B",null,"HSS8X3X1/2","B",null,"HSS203.2X76.2X12.7","B",null,"RHS300X200X5.4","B",null,null,null,null,null,null,null,"HL1000A","W",null,null,null,null,null,null,null,null,null,null,"W36X16.5X652","W",null,"W920X420X970","W",null,"SHHF160X160X6.3","B",null,"YB-H600X300X10X16","W",null,"HA203X152X4.8","B",null,"HA203X152X4.8","B",null,"TUBO160X112X20","B",null,null,null,null,null,null,null,"H650X300X16X28","W",null,"LH 100X100X3.2/4.5","W",null,"CFSHS50X50X4","B",null,"Тп160x120x4,5","HSS",null,"03_Tp_80x40x3,5","HSS",null,"03_Тп_80х40х3,5","HSS",null,null,null,null,null,null,null,null,"TUBO160X112X20"]
["900WB257","W",null,"HSS7X5X3/16","B",null,"HSS177.8X127X4.8","B",null,"HSS8X3X3/8","B",null,"HSS203.2X76.2X9.5","B",null,"RHS300X200X6","B",null,null,null,null,null,null,null,"HL1000B","W",null,null,null,null,null,null,null,null,null,null,"W36X16.5X723","W",null,"W920X420X1077","W",null,"SHHF160X160X8","B",null,"YB-H600X300X10X20","W",null,"HA203X102X13","B",null,"HA203X102X13","B",null,"TUBO160X112X22.2","B",null,null,null,null,null,null,null,"H650X300X16X25","W",null,"LH 100X100X6/9","W",null,"CFSHS60X60X3","B",null,"Тп160x120x5","HSS",null,"03_Tp_80x40x4","HSS",null,"03_Тп_80х40х4","HSS",null,null,null,null,null,null,null,null,"TUBO160X112X22.2"]
["900WB218","W",null,"HSS7X5X1/8","B",null,"HSS177.8X127X3.2","B",null,"HSS8X3X5/16","B",null,"HSS203.2X76.2X7.9","B",null,"RHS300X200X8","B",null,null,null,null,null,null,null,"HL1000M","W",null,null,null,null,null,null,null,null,null,null,"W36X16.5X802","W",null,"W920X420X1194","W",null,"SHHF160X160X10","B",null,"YB-H600X300X12X25","W",null,"HA203X102X9.5","B",null,"HA203X102X9.5","B",null,"TUBO160X80X4.5","B",null,null,null,null,null,null,null,"H650X300X16X22","W",null,"LH 125X60X2.3/4.5","W",null,"CFSHS60X60X4","B",null,"Тп160x120x5,5","HSS",null,"03_Tp_80x40x4,5","HSS",null,"03_Тп_80х40х4,5","HSS",null,null,null,null,null,null,null,null,"TUBO160X80X4.5"]
["900WB175","W",null,"HSS7X4X1/2","B",null,"HSS177.8X101.6X12.7","B",null,"HSS8X3X1/4","B",null,"HSS203.2X76.2X6.4","B",null,"RHS300X200X10","B",null,null,null,null,null,null,null,"HL1000X443","W",null,null,null,null,null,null,null,null,null,null,"W36X16.5X853","W",null,"W920X420X1269","W",null,"SHHF160X160X12.5","B",null,"YB-H600X400X10X16","W",null,"HA203X102X8.0","B",null,"HA203X102X8.0","B",null,"TUBO160X80X5","B",null,null,null,null,null,null,null,"H650X300X12X25","W",null,"LH 125X60X3.2/4.5","W",null,"CFSHS70X70X2.5","B",null,"Тп160x120x6","HSS",null,"03_Tp_80x40x5","HSS",null,"03_Тп_80х40х5","HSS",null,null,null,null,null,null,null,null,"TUBO160X80X5"]
["800WB192","W",null,"HSS7X4X3/8","B",null,"HSS177.8X101.6X9.5","B",null,"HSS8X3X3/16","B",null,"HSS203.2X76.2X4.8","B",null,"RHS300X200X12","B",null,null,null,null,null,null,null,"HL1000X483","W",null,null,null,null,null,null,null,null,null,null,"W36X16.5X925","W",null,"W920X420X1377","W",null,"SHHF160X160X14.2","B",null,"YB-H600X400X10X20","W",null,"HA203X102X6.4","B",null,"HA203X102X6.4","B",null,"TUBO160X80X5.4","B",null,null,null,null,null,null,null,"H650X300X12X22","W",null,"LH 125X75X3.2/4.5","W",null,"CFSHS70X70X3","B",null,"Тп160x120x6,5","HSS",null,"03_Tp_80x40x5,5","HSS",null,"03_Тп_80х40х5,5","HSS",null,null,null,null,null,null,null,null,"TUBO160X80X5.4"]
["800WB168","W",null,"HSS7X4X5/16","B",null,"HSS177.8X101.6X7.9","B",null,"HSS8X3X1/8","B",null,"HSS203.2X76.2X3.2","B",null,"RHS300X200X14","B",null,null,null,null,null,null,null,"HL1000X539","W",null,null,null,null,null,null,null,null,null,null,"W40X12X149","W",null,"W1000X300X222","W",null,"SHHF180X180X6.3","B",null,"YB-H600X400X10X25","W",null,"HA203X102X4.8","B",null,"HA203X102X4.8","B",null,"TUBO160X80X5.9","B",null,null,null,null,null,null,null,"H650X300X12X19","W",null,"LH 125X100X2.3/4.5","W",null,"CFSHS70X70X3.6","B",null,"Тп160x120x7","HSS",null,"03_Tp_80x40x6","HSS",null,"03_Тп_80х40х6","HSS",null,null,null,null,null,null,null,null,"TUBO160X80X5.9"]
["800WB146","W",null,"HSS7X4X1/4","B",null,"HSS177.8X101.6X6.4","B",null,"HSS8X2X3/8","B",null,"HSS203.2X50.8X9.5","B",null,"RHS350X250X5","B",null,null,null,null,null,null,null,"HL1000X554","W",null,null,null,null,null,null,null,null,null,null,"W40X12X167","W",null,"W1000X300X249","W",null,"SHHF180X180X8","B",null,"YB-H600X400X12X30","W",null,"HA178X127X13","B",null,"HA178X127X13","B",null,"TUBO160X80X7.1","B",null,null,null,null,null,null,null,"H650X300X12X16","W",null,"LH 125X100X3.2/4.5","W",null,"CFSHS70X70X4","B",null,"Тп160x120x7,5","HSS",null,"03_Tp_80x60x2","HSS",null,"03_Тп_80х60х2","HSS",null,null,null,null,null,null,null,null,"TUBO160X80X7.1"]
["800WB122","W",null,"HSS7X4X3/16","B",null,"HSS177.8X101.6X4.8","B",null,"HSS8X2X5/16","B",null,"HSS203.2X50.8X7.9","B",null,"RHS350X250X5.4","B",null,null,null,null,null,null,null,"HL1000X591","W",null,null,null,null,null,null,null,null,null,null,"W40X12X183","W",null,"W1000X300X272","W",null,"SHHF180X180X10","B",null,"YB-H700X300X10X20","W",null,"HA178X127X9.5","B",null,"HA178X127X9.5","B",null,"TUBO160X80X8","B",null,null,null,null,null,null,null,"H650X250X16X28","W",null,"LH 125X125X2.3/4.5","W",null,"CFSHS70X70X5","B",null,"Тп160x120x8","HSS",null,"03_Tp_80x60x2,5","HSS",null,"03_Тп_80х60х2,5","HSS",null,null,null,null,null,null,null,null,"TUBO160X80X8"]
["700WB173","W",null,"HSS7X4X1/8","B",null,"HSS177.8X101.6X3.2","B",null,"HSS8X2X1/4","B",null,"HSS203.2X50.8X6.4","B",null,"RHS350X250X6","B",null,null,null,null,null,null,null,"HL1000X642","W",null,null,null,null,null,null,null,null,null,null,"W40X12X211","W",null,"W1000X300X314","W",null,"SHHF180X180X12.5","B",null,"YB-H700X300X10X25","W",null,"HA178X127X8.0","B",null,"HA178X127X8.0","B",null,"TUBO160X80X10","B",null,null,null,null,null,null,null,"H650X250X12X28","W",null,"LH 125X125X3.2/4.5","W",null,"CFSHS80X80X3","B",null,"Тп160x140x5","HSS",null,"03_Tp_80x60x3","HSS",null,"03_Тп_80х60х3","HSS",null,null,null,null,null,null,null,null,"TUBO160X80X10"]
["700WB150","W",null,"HSS7X3X1/2","B",null,"HSS177.8X76.2X12.7","B",null,"HSS8X2X3/16","B",null,"HSS203.2X50.8X4.8","B",null,"RHS350X250X8","B",null,null,null,null,null,null,null,"HL1000X748","W",null,null,null,null,null,null,null,null,null,null,"W40X12X235","W",null,"W1000X300X350","W",null,"SHHF180X180X14.2","B",null,"YB-H700X300X12X30","W",null,"HA178X127X6.4","B",null,"HA178X127X6.4","B",null,"TUBO160X80X12.5","B",null,null,null,null,null,null,null,"H650X250X12X25","W",null,"LH 125X125X6/9","W",null,"CFSHS80X80X3.6","B",null,"Тп160x140x5,5","HSS",null,"03_Tp_80x60x3,5","HSS",null,"03_Тп_80х60х3,5","HSS",null,null,null,null,null,null,null,null,"TUBO160X80X12.5"]
["700WB130","W",null,"HSS7X3X3/8","B",null,"HSS177.8X76.2X9.5","B",null,"HSS8X2X1/8","B",null,"HSS203.2X50.8X3.2","B",null,"RHS350X250X10","B",null,null,null,null,null,null,null,"HL1000X883","W",null,null,null,null,null,null,null,null,null,null,"W40X12X264","W",null,"W1000X300X393","W",null,"SHHF180X180X16","B",null,"YB-H700X350X10X20","W",null,"HA178X127X4.8","B",null,"HA178X127X4.8","B",null,"TUBO160X80X14.2","B",null,null,null,null,null,null,null,"H650X250X12X22","W",null,"LH 150X75X2.3/4.5","W",null,"CFSHS80X80X4","B",null,"Тп160x140x6","HSS",null,"03_Tp_80x60x4","HSS",null,"03_Тп_80х60х4","HSS",null,null,null,null,null,null,null,null,"TUBO160X80X14.2"]
["700WB115","W",null,"HSS7X3X5/16","B",null,"HSS177.8X76.2X7.9","B",null,"HSS7X7X5/8","B",null,"HSS177.8X177.8X15.9","B",null,"RHS350X250X12","B",null,null,null,null,null,null,null,"HL1000X976","W",null,null,null,null,null,null,null,null,null,null,"W40X12X278","W",null,"W1000X300X415","W",null,"SHHF200X200X5","B",null,"YB-H700X350X10X25","W",null,"HA152X102X13","B",null,"HA152X102X13","B",null,"TUBO180X180X10","B",null,null,null,null,null,null,null,"H650X250X12X19","W",null,"LH 150X75X3.2/4.5","W",null,"CFSHS80X80X5","B",null,"Тп160x140x6,5","HSS",null,"03_Tp_80x60x4,5","HSS",null,"03_Тп_80х60х4,5","HSS",null,null,null,null,null,null,null,null,"TUBO180X180X10"]
["500WC440","W",null,"HSS7X3X1/4","B",null,"HSS177.8X76.2X6.4","B",null,"HSS7X7X1/2","B",null,"HSS177.8X177.8X12.7","B",null,"RHS350X250X14","B",null,null,null,null,null,null,null,"HL1100A","W",null,null,null,null,null,null,null,null,null,null,"W40X12X294","W",null,"W1000X300X438","W",null,"SHHF200X200X6.3","B",null,"YB-H700X350X12X30","W",null,"HA152X102X9.5","B",null,"HA152X102X9.5","B",null,"TUBO180X180X12.5","B",null,null,null,null,null,null,null,"H650X200X12X28","W",null,"LH 150X75X3.2/6","W",null,"CFSHS80X80X6","B",null,"Тп160x140x7","HSS",null,"03_Tp_80x60x5","HSS",null,"03_Тп_80х60х5","HSS",null,null,null,null,null,null,null,null,"TUBO180X180X12.5"]
["500WC414","W",null,"HSS7X3X3/16","B",null,"HSS177.8X76.2X4.8","B",null,"HSS7X7X3/8","B",null,"HSS177.8X177.8X9.5","B",null,"RHS400X200X5","B",null,null,null,null,null,null,null,"HL1100B","W",null,null,null,null,null,null,null,null,null,null,"W40X12X331","W",null,"W1000X300X494","W",null,"SHHF200X200X8","B",null,"YB-H700X400X10X20","W",null,"HA152X102X8.0","B",null,"HA152X102X8.0","B",null,"TUBO180X180X14.2","B",null,null,null,null,null,null,null,"H650X200X12X25","W",null,"LH 150X100X2.3/3.2","W",null,"CFSHS80X80X6.3","B",null,"Тп160x140x7,5","HSS",null,"03_Tp_80x60x5,5","HSS",null,"03_Тп_80х60х5,5","HSS",null,null,null,null,null,null,null,null,"TUBO180X180X14.2"]
["500WC383","W",null,"HSS7X3X1/8","B",null,"HSS177.8X76.2X3.2","B",null,"HSS7X7X5/16","B",null,"HSS177.8X177.8X7.9","B",null,"RHS400X200X6","B",null,null,null,null,null,null,null,"HL1100M","W",null,null,null,null,null,null,null,null,null,null,"W40X12X392","W",null,"W1000X300X584","W",null,"SHHF200X200X10","B",null,"YB-H700X400X10X25","W",null,"HA152X102X6.4","B",null,"HA152X102X6.4","B",null,"TUBO180X180X16","B",null,null,null,null,null,null,null,"H650X200X12X22","W",null,"LH 150X100X2.3/4.5","W",null,"CFSHS90X90X3","B",null,"Тп160x140x8","HSS",null,"03_Tp_80x60x6","HSS",null,"03_Тп_80х60х6","HSS",null,null,null,null,null,null,null,null,"TUBO180X180X16"]
["500WC340","W",null,"HSS7X2X1/4","B",null,"HSS177.8X50.8X6.4","B",null,"HSS7X7X1/4","B",null,"HSS177.8X177.8X6.4","B",null,"RHS400X200X8","B",null,null,null,null,null,null,null,"HL1100R","W",null,null,null,null,null,null,null,null,null,null,"W40X16X199","W",null,"W1000X400X296","W",null,"SHHF200X200X12.5","B",null,"YB-H700X400X12X30","W",null,"HA152X102X4.8","B",null,"HA152X102X4.8","B",null,"TUBO180X180X17.5","B",null,null,null,null,null,null,null,"H650X200X12X19","W",null,"LH 150X100X3.2/4.5","W",null,"CFSHS90X90X3.6","B",null,"Тп180x60x4","HSS",null,"03_Tp_80x60x6,5","HSS",null,"03_Тп_80х60х6,5","HSS",null,null,null,null,null,null,null,null,"TUBO180X180X17.5"]
["500WC290","W",null,"HSS7X2X3/16","B",null,"HSS177.8X50.8X4.8","B",null,"HSS7X7X3/16","B",null,"HSS177.8X177.8X4.8","B",null,"RHS400X200X10","B",null,null,null,null,null,null,null,"HD260X54.1","W",null,null,null,null,null,null,null,null,null,null,"W40X16X215","W",null,"W1000X400X321","W",null,"SHHF200X200X14.2","B",null,"YB-H800X300X12X20","W",null,"HA152X76X13","B",null,"HA152X76X13","B",null,"TUBO180X180X20","B",null,null,null,null,null,null,null,"H650X200X9X22","W",null,"LH 150X100X3.2/6","W",null,"CFSHS90X90X4","B",null,"Тп180x60x4,5","HSS",null,"03_Tp_80x60x7","HSS",null,"03_Тп_80х60х7","HSS",null,null,null,null,null,null,null,null,"TUBO180X180X20"]
["500WC267","W",null,"HSS7X2X1/8","B",null,"HSS177.8X50.8X3.2","B",null,"HSS7X7X1/8","B",null,"HSS177.8X177.8X3.2","B",null,"RHS400X200X12","B",null,null,null,null,null,null,null,"HD260X68.2","W",null,null,null,null,null,null,null,null,null,null,"W40X16X249","W",null,"W1000X400X371","W",null,"SHHF200X200X16","B",null,"YB-H800X300X12X25","W",null,"HA152X76X9.5","B",null,"HA152X76X9.5","B",null,"TUBO180X180X22.2","B",null,null,null,null,null,null,null,"H650X200X9X19","W",null,"LH 150X150X2.3/4.5","W",null,"CFSHS90X90X5","B",null,"Тп180x60x5","HSS",null,"03_Tp_80x70x3","HSS",null,"03_Тп_80х70х3","HSS",null,null,null,null,null,null,null,null,"TUBO180X180X22.2"]
["500WC228","W",null,"HSS6X6X5/8","B",null,"HSS152.4X152.4X15.9","B",null,"HSS7X5X1/2","B",null,"HSS177.8X127X12.7","B",null,"RHS400X200X14","B",null,null,null,null,null,null,null,"HD260X93.0","W",null,null,null,null,null,null,null,null,null,null,"W40X16X277","W",null,"W1000X400X412","W",null,"SHHF250X250X6.3","B",null,"YB-H800X300X12X30","W",null,"HA152X76X8.0","B",null,"HA152X76X8.0","B",null,"TUBO180X180X25","B",null,null,null,null,null,null,null,"H650X200X9X16","W",null,"LH 150X150X3.2/4.5","W",null,"CFSHS90X90X6","B",null,"Тп180x60x5,5","HSS",null,"03_Tp_80x70x3,5","HSS",null,"03_Тп_80х70х3,5","HSS",null,null,null,null,null,null,null,null,"TUBO180X180X25"]
["400WC361","W",null,"HSS6X6X1/2","B",null,"HSS152.4X152.4X12.7","B",null,"HSS7X5X3/8","B",null,"HSS177.8X127X9.5","B",null,"RHS400X300X6","B",null,null,null,null,null,null,null,"HD260X114","W",null,null,null,null,null,null,null,null,null,null,"W40X16X297","W",null,"W1000X400X443","W",null,"SHHF250X250X8","B",null,"YB-H800X350X12X20","W",null,"HA152X76X6.4","B",null,"HA152X76X6.4","B",null,"TUBO180X180X28","B",null,null,null,null,null,null,null,"H650X200X9X12","W",null,"LH 150X150X3.2/6","W",null,"CFSHS100X100X3","B",null,"Тп180x60x6","HSS",null,"03_Tp_80x70x4","HSS",null,"03_Тп_80х70х4","HSS",null,null,null,null,null,null,null,null,"TUBO180X180X28"]
["400WC328","W",null,"HSS6X6X3/8","B",null,"HSS152.4X152.4X9.5","B",null,"HSS7X5X5/16","B",null,"HSS177.8X127X7.9","B",null,"RHS400X300X8","B",null,null,null,null,null,null,null,"HD260X142","W",null,null,null,null,null,null,null,null,null,null,"W40X16X324","W",null,"W1000X400X483","W",null,"SHHF250X250X10","B",null,"YB-H800X350X12X25","W",null,"HA152X76X4.8","B",null,"HA152X76X4.8","B",null,"TUBO180X180X30","B",null,null,null,null,null,null,null,"H600X300X16X32","W",null,"LH 150X150X6/9","W",null,"CFSHS100X100X4","B",null,"Тп180x60x6,5","HSS",null,"03_Tp_80x70x4,5","HSS",null,"03_Тп_80х70х4,5","HSS",null,null,null,null,null,null,null,null,"TUBO180X180X30"]
["400WC303","W",null,"HSS6X6X5/16","B",null,"HSS152.4X152.4X7.9","B",null,"HSS7X5X1/4","B",null,"HSS177.8X127X6.4","B",null,"RHS400X300X10","B",null,null,null,null,null,null,null,"HD260X172","W",null,null,null,null,null,null,null,null,null,null,"W40X16X362","W",null,"W1000X400X539","W",null,"SHHF250X250X12.5","B",null,"YB-H800X350X12X30","W",null,"HA127X76X9.5","B",null,"HA127X76X9.5","B",null,"TUBO180X180X35","B",null,null,null,null,null,null,null,"H600X300X16X28","W",null,"LH 175X90X2.3/4.5","W",null,"CFSHS100X100X5","B",null,"Тп180x60x7","HSS",null,"03_Tp_80x70x5","HSS",null,"03_Тп_80х70х5","HSS",null,null,null,null,null,null,null,null,"TUBO180X180X35"]
["400WC270","W",null,"HSS6X6X1/4","B",null,"HSS152.4X152.4X6.4","B",null,"HSS7X5X3/16","B",null,"HSS177.8X127X4.8","B",null,"RHS400X300X12","B",null,null,null,null,null,null,null,"HD320X74.2","W",null,null,null,null,null,null,null,null,null,null,"W40X16X372","W",null,"W1000X400X554","W",null,"SHHF250X250X14.2","B",null,"YB-H800X400X12X20","W",null,"HA127X76X8.0","B",null,"HA127X76X8.0","B",null,"TUBO180X126X7.1","B",null,null,null,null,null,null,null,"H600X300X12X28","W",null,"LH 175X90X3.2/4.5","W",null,"CFSHS100X100X6","B",null,"Тп180x60x7,5","HSS",null,"03_Tp_80x70x5,5","HSS",null,"03_Тп_80х70х5,5","HSS",null,null,null,null,null,null,null,null,"TUBO180X126X7.1"]
["400WC212","W",null,"HSS6X6X3/16","B",null,"HSS152.4X152.4X4.8","B",null,"HSS7X5X1/8","B",null,"HSS177.8X127X3.2","B",null,"RHS400X300X14","B",null,null,null,null,null,null,null,"HD320X97.6","W",null,null,null,null,null,null,null,null,null,null,"W40X16X397","W",null,"W1000X400X591","W",null,"SHHF250X250X16","B",null,"YB-H800X400X12X25","W",null,"HA127X76X6.4","B",null,"HA127X76X6.4","B",null,"TUBO180X126X8","B",null,null,null,null,null,null,null,"H600X300X12X25","W",null,"LH 175X175X6/9","W",null,"CFSHS100X100X6.3","B",null,"Тп180x60x8","HSS",null,"03_Tp_80x70x6","HSS",null,"03_Тп_80х70х6","HSS",null,null,null,null,null,null,null,null,"TUBO180X126X8"]
["400WC181","W",null,"HSS6X6X1/8","B",null,"HSS152.4X152.4X3.2","B",null,"HSS7X4X1/2","B",null,"HSS177.8X101.6X12.7","B",null,"RHS400X300X16","B",null,null,null,null,null,null,null,"HD320X127","W",null,null,null,null,null,null,null,null,null,null,"W40X16X431","W",null,"W1000X400X642","W",null,"SHHF260X260X6.3","B",null,"YB-H800X400X12X28","W",null,"HA127X76X4.8","B",null,"HA127X76X4.8","B",null,"TUBO180X126X10","B",null,null,null,null,null,null,null,"H600X300X12X22","W",null,"LH 200X100X2.3/3.2","W",null,"CFSHS100X100X8","B",null,"Тп180x80x4","HSS",null,"03_Tp_80x70x6,5","HSS",null,"03_Тп_80х70х6,5","HSS",null,null,null,null,null,null,null,null,"TUBO180X126X10"]
["400WC144","W",null,"HSS6X5X1/2","B",null,"HSS152.4X127X12.7","B",null,"HSS7X4X3/8","B",null,"HSS177.8X101.6X9.5","B",null,"RHS400X300X18","B",null,null,null,null,null,null,null,"HD320X158","W",null,null,null,null,null,null,null,null,null,null,"W40X16X503","W",null,"W1000X400X748","W",null,"SHHF260X260X8","B",null,"YB-H800X400X14X32","W",null,"HA102X76X9.5","B",null,"HA102X76X9.5","B",null,"TUBO180X126X12.5","B",null,null,null,null,null,null,null,"H600X300X12X19","W",null,"LH 200X100X2.3/4.5","W",null,"CFSHS120X120X4","B",null,"Тп180x80x4,5","HSS",null,"03_Tp_80x70x7","HSS",null,"03_Тп_80х70х7","HSS",null,null,null,null,null,null,null,null,"TUBO180X126X12.5"]
["350WC280","W",null,"HSS6X5X3/8","B",null,"HSS152.4X127X9.5","B",null,"HSS7X4X5/16","B",null,"HSS177.8X101.6X7.9","B",null,"RHS400X300X20","B",null,null,null,null,null,null,null,"HD320X198","W",null,null,null,null,null,null,null,null,null,null,"W40X16X593","W",null,"W1000X400X883","W",null,"SHHF260X260X10","B",null,"YB-H900X350X14X20","W",null,"HA102X76X8.0","B",null,"HA102X76X8.0","B",null,"TUBO180X126X14.2","B",null,null,null,null,null,null,null,"H600X250X16X32","W",null,"LH 200X100X3.2/4.5","W",null,"CFSHS120X120X5","B",null,"Тп180x80x5","HSS",null,"03_Tp_90x50x3","HSS",null,"03_Тп_90х50х3","HSS",null,null,null,null,null,null,null,null,"TUBO180X126X14.2"]
["350WC258","W",null,"HSS6X5X5/16","B",null,"HSS152.4X127X7.9","B",null,"HSS7X4X1/4","B",null,"HSS177.8X101.6X6.4","B",null,"RHS500X200X6","B",null,null,null,null,null,null,null,"HD320X245","W",null,null,null,null,null,null,null,null,null,null,"W40X16X655","W",null,"W1000X400X976","W",null,"SHHF260X260X12.5","B",null,"YB-H900X350X14X25","W",null,"HA102X76X6.4","B",null,"HA102X76X6.4","B",null,"TUBO180X126X16","B",null,null,null,null,null,null,null,"H600X250X16X28","W",null,"LH 200X100X3.2/6","W",null,"CFSHS120X120X6","B",null,"Тп180x80x5,5","HSS",null,"03_Tp_90x50x3,5","HSS",null,"03_Тп_90х50х3,5","HSS",null,null,null,null,null,null,null,null,"TUBO180X126X16"]
["350WC230","W",null,"HSS6X5X1/4","B",null,"HSS152.4X127X6.4","B",null,"HSS7X4X3/16","B",null,"HSS177.8X101.6X4.8","B",null,"RHS500X200X8","B",null,null,null,null,null,null,null,"HD320X300","W",null,null,null,null,null,null,null,null,null,null,"W44X16X230","W",null,"W1100X400X343","W",null,"SHHF260X260X14.2","B",null,"YB-H900X350X14X28","W",null,"HA102X76X4.8","B",null,"HA102X76X4.8","B",null,"TUBO180X126X17.5","B",null,null,null,null,null,null,null,"H600X250X12X28","W",null,"LH 200X100X4.5/6","W",null,"CFSHS120X120X6.3","B",null,"Тп180x80x6","HSS",null,"03_Tp_90x50x4","HSS",null,"03_Тп_90х50х4","HSS",null,null,null,null,null,null,null,null,"TUBO180X126X17.5"]
["350WC197","W",null,"HSS6X5X3/16","B",null,"HSS152.4X127X4.8","B",null,"HSS7X4X1/8","B",null,"HSS177.8X101.6X3.2","B",null,"RHS500X200X10","B",null,null,null,null,null,null,null,"HD360X134","W",null,null,null,null,null,null,null,null,null,null,"W44X16X262","W",null,"W1100X400X390","W",null,"SHHF260X260X16","B",null,"YB-H900X350X14X23","W",null,"HA102X76X3.2","B",null,"HA102X76X3.2","B",null,"TUBO180X126X20","B",null,null,null,null,null,null,null,"H600X250X12X25","W",null,"LH 200X100X6/9","W",null,"CFSHS120X120X8","B",null,"Тп180x80x6,5","HSS",null,"03_Tp_90x50x4,5","HSS",null,"03_Тп_90х50х4,5","HSS",null,null,null,null,null,null,null,null,"TUBO180X126X20"]
["450LB46","W",null,"HSS6X5X1/8","B",null,"HSS152.4X127X3.2","B",null,"HSS7X3X1/2","B",null,"HSS177.8X76.2X12.7","B",null,"RHS500X200X12","B",null,null,null,null,null,null,null,"HD360X147","W",null,null,null,null,null,null,null,null,null,null,"W44X16X290","W",null,"W1100X400X433","W",null,"SHHF300X300X6.3","B",null,"YB-H900X400X14X20","W",null,"HA102X51X9.5","B",null,"HA102X51X9.5","B",null,"TUBO180X126X22.2","B",null,null,null,null,null,null,null,"H600X250X12X22","W",null,"LH 200X125X3.2/6","W",null,"CFSHS150X150X4","B",null,"Тп180x80x7","HSS",null,"03_Tp_90x50x5","HSS",null,"03_Тп_90х50х5","HSS",null,null,null,null,null,null,null,null,"TUBO180X126X22.2"]
["475LB47","W",null,"HSS6X4X1/2","B",null,"HSS152.4X101.6X12.7","B",null,"HSS7X3X3/8","B",null,"HSS177.8X76.2X9.5","B",null,"RHS500X200X14","B",null,null,null,null,null,null,null,"HD360X162","W",null,null,null,null,null,null,null,null,null,null,"W44X16X335","W",null,"W1100X400X499","W",null,"SHHF300X300X8","B",null,"YB-H900X400X14X25","W",null,"HA102X51X8.0","B",null,"HA102X51X8.0","B",null,"TUBO180X126X25","B",null,null,null,null,null,null,null,"H600X250X12X19","W",null,"LH 200X150X2.3/4.5","W",null,"CFSHS150X150X5","B",null,"Тп180x80x7,5","HSS",null,"03_Tp_90x50x5,5","HSS",null,"03_Тп_90х50х5,5","HSS",null,null,null,null,null,null,null,null,"TUBO180X126X25"]
["500LB52","W",null,"HSS6X4X3/8","B",null,"HSS152.4X101.6X9.5","B",null,"HSS7X3X5/16","B",null,"HSS177.8X76.2X7.9","B",null,"RHS500X200X16","B",null,null,null,null,null,null,null,"HD360X179","W",null,null,null,null,null,null,null,null,null,null,"HP8X29","I",null,"HP200X43","I",null,"SHHF300X300X10","B",null,"YB-H900X400X14X30","W",null,"HA102X51X6.4","B",null,"HA102X51X6.4","B",null,"TUBO180X90X5","B",null,null,null,null,null,null,null,"H600X250X9X19","W",null,"LH 200X150X3.2/4.5","W",null,"CFSHS150X150X6","B",null,"Тп180x80x8","HSS",null,"03_Tp_90x50x6","HSS",null,"03_Тп_90х50х6","HSS",null,null,null,null,null,null,null,null,"TUBO180X90X5"]
["525LB57","W",null,"HSS6X4X5/16","B",null,"HSS152.4X101.6X7.9","B",null,"HSS7X3X1/4","B",null,"HSS177.8X76.2X6.4","B",null,"RHS500X300X8","B",null,null,null,null,null,null,null,"HD360X196","W",null,null,null,null,null,null,null,null,null,null,"HP8X36","I",null,"HP200X53","I",null,"SHHF300X300X12.5","B",null,"YB-H900X400X14X36","W",null,"HA102X51X4.8","B",null,"HA102X51X4.8","B",null,"TUBO180X90X5.4","B",null,null,null,null,null,null,null,"H600X250X9X16","W",null,"LH 200X150X3.2/6","W",null,"CFSHS150X150X6.3","B",null,"Тп180x100x4","HSS",null,"03_Tp_90x50x6,5","HSS",null,"03_Тп_90х50х6,5","HSS",null,null,null,null,null,null,null,null,"TUBO180X90X5.4"]
["550LB58","W",null,"HSS6X4X1/4","B",null,"HSS152.4X101.6X6.4","B",null,"HSS7X3X3/16","B",null,"HSS177.8X76.2X4.8","B",null,"RHS500X300X10","B",null,null,null,null,null,null,null,"HD400X187","W",null,null,null,null,null,null,null,null,null,null,"HP10X42","I",null,"HP250X62","I",null,"SHHF300X300X14.2","B",null,"YB-H900X450X14X20","W",null,"HA102X51X3.2","B",null,"HA102X51X3.2","B",null,"TUBO180X90X5.9","B",null,null,null,null,null,null,null,"H600X200X12X28","W",null,"LH 200X150X4.5/6","W",null,"CFSHS150X150X8","B",null,"Тп180x100x4,5","HSS",null,"03_Tp_90x50x7","HSS",null,"03_Тп_90х50х7","HSS",null,null,null,null,null,null,null,null,"TUBO180X90X5.9"]
["575LB59","W",null,"HSS6X4X3/16","B",null,"HSS152.4X101.6X4.8","B",null,"HSS7X3X1/8","B",null,"HSS177.8X76.2X3.2","B",null,"RHS500X300X12","B",null,null,null,null,null,null,null,"HD400X216","W",null,null,null,null,null,null,null,null,null,null,"HP10X57","I",null,"HP250X85","I",null,"SHHF300X300X16","B",null,"YB-H900X450X14X25","W",null,"HA89X64X8.0","B",null,"HA89X64X8.0","B",null,"TUBO180X90X7.1","B",null,null,null,null,null,null,null,"H600X200X12X25","W",null,"LH 200X150X6/9","W",null,"CFSHS180X180X5","B",null,"Тп180x100x5","HSS",null,"03_Tp_90x60x3","HSS",null,"03_Тп_90х60х3","HSS",null,null,null,null,null,null,null,null,"TUBO180X90X7.1"]
["600LB60","W",null,"HSS6X4X1/8","B",null,"HSS152.4X101.6X3.2","B",null,"HSS7X2X1/4","B",null,"HSS177.8X50.8X6.4","B",null,"RHS500X300X14","B",null,null,null,null,null,null,null,"HD400X237","W",null,null,null,null,null,null,null,null,null,null,"HP12X53","I",null,"HP310X79","I",null,"SHHF350X350X8","B",null,"YB-H900X450X14X30","W",null,"HA89X64X6.4","B",null,"HA89X64X6.4","B",null,"TUBO180X90X8","B",null,null,null,null,null,null,null,"H600X200X12X22","W",null,"LH 200X200X6/9","W",null,"CFSHS180X180X6","B",null,"Тп180x100x5,5","HSS",null,"03_Tp_90x60x3,5","HSS",null,"03_Тп_90х60х3,5","HSS",null,null,null,null,null,null,null,null,"TUBO180X90X8"]
["625LB71","W",null,"HSS6X3X1/2","B",null,"HSS152.4X76.2X12.7","B",null,"HSS7X2X3/16","B",null,"HSS177.8X50.8X4.8","B",null,"RHS500X300X16","B",null,null,null,null,null,null,null,"HD400X262","W",null,null,null,null,null,null,null,null,null,null,"HP12X63","I",null,"HP310X93","I",null,"SHHF350X350X10","B",null,"YB-H900X450X16X36","W",null,"HA89X64X4.8","B",null,"HA89X64X4.8","B",null,"TUBO180X90X10","B",null,null,null,null,null,null,null,"H600X200X12X19","W",null,"LH 250X100X3.2/4.5","W",null,"CFSHS180X180X6.3","B",null,"Тп180x100x6","HSS",null,"03_Tp_90x60x4","HSS",null,"03_Тп_90х60х4","HSS",null,null,null,null,null,null,null,null,"TUBO180X90X10"]
["650LB78","W",null,"HSS6X3X3/8","B",null,"HSS152.4X76.2X9.5","B",null,"HSS7X2X1/8","B",null,"HSS177.8X50.8X3.2","B",null,"RHS500X300X18","B",null,null,null,null,null,null,null,"HD400X287","W",null,null,null,null,null,null,null,null,null,null,"HP12X74","I",null,"HP310X110","I",null,"SHHF350X350X12.5","B",null,"YB-H1000X400X14X20","W",null,"HA89X64X3.2","B",null,"HA89X64X3.2","B",null,"TUBO180X90X12.5","B",null,null,null,null,null,null,null,"H600X200X9X22","W",null,"LH 250X100X4.5/9","W",null,"CFSHS180X180X8","B",null,"Тп180x100x6,5","HSS",null,"03_Tp_90x60x4,5","HSS",null,"03_Тп_90х60х4,5","HSS",null,null,null,null,null,null,null,null,"TUBO180X90X12.5"]
["675LB80","W",null,"HSS6X3X5/16","B",null,"HSS152.4X76.2X7.9","B",null,"HSS6X6X5/8","B",null,"HSS152.4X152.4X15.9","B",null,"RHS500X300X20","B",null,null,null,null,null,null,null,"HD400X314","W",null,null,null,null,null,null,null,null,null,null,"HP12X84","I",null,"HP310X125","I",null,"SHHF350X350X14.2","B",null,"YB-H1000X400X14X25","W",null,"HA76X51X8.0","B",null,"HA76X51X8.0","B",null,"TUBO180X90X14.2","B",null,null,null,null,null,null,null,"H600X200X9X19","W",null,"LH 250X125X3.2/4.5","W",null,"CFSHS180X180X10","B",null,"Тп180x100x7","HSS",null,"03_Tp_90x60x5","HSS",null,"03_Тп_90х60х5","HSS",null,null,null,null,null,null,null,null,"TUBO180X90X14.2"]
["700LB81","W",null,"HSS6X3X1/4","B",null,"HSS152.4X76.2X6.4","B",null,"HSS6X6X1/2","B",null,"HSS152.4X152.4X12.7","B",null,"RHS600X200X6","B",null,null,null,null,null,null,null,"HD400X347","W",null,null,null,null,null,null,null,null,null,null,"HP12X89","I",null,"HP310X132","I",null,"SHHF350X350X16","B",null,"YB-H1000X400X14X30","W",null,"HA76X51X6.4","B",null,"HA76X51X6.4","B",null,"TUBO180X90X16","B",null,null,null,null,null,null,null,"H600X200X9X16","W",null,"LH 250X125X4.5/6","W",null,"CFSHS180X180X12.5","B",null,"Тп180x100x7,5","HSS",null,"03_Tp_90x60x5,5","HSS",null,"03_Тп_90х60х5,5","HSS",null,null,null,null,null,null,null,null,"TUBO180X90X16"]
["725LB83","W",null,"HSS6X3X3/16","B",null,"HSS152.4X76.2X4.8","B",null,"HSS6X6X3/8","B",null,"HSS152.4X152.4X9.5","B",null,"RHS600X200X8","B",null,null,null,null,null,null,null,"HD400X382","W",null,null,null,null,null,null,null,null,null,null,"HP14X73","I",null,"HP360X108","I",null,"SHHF400X400X10","B",null,"YB-H1000X400X16X36","W",null,"HA76X51X4.8","B",null,"HA76X51X4.8","B",null,"TUBO180X90X17.5","B",null,null,null,null,null,null,null,"H600X200X9X12","W",null,"LH 250X125X4.5/9","W",null,"CFSHS200X200X5","B",null,"Тп180x100x8","HSS",null,"03_Tp_90x60x6","HSS",null,"03_Тп_90х60х6","HSS",null,null,null,null,null,null,null,null,"TUBO180X90X17.5"]
["750LB84","W",null,"HSS6X3X1/8","B",null,"HSS152.4X76.2X3.2","B",null,"HSS6X6X5/16","B",null,"HSS152.4X152.4X7.9","B",null,"RHS600X200X10","B",null,null,null,null,null,null,null,"HD400X421","W",null,null,null,null,null,null,null,null,null,null,"HP14X89","I",null,"HP360X132","I",null,"SHHF400X400X12.5","B",null,"YB-H1000X450X14X20","W",null,"HA76X51X3.2","B",null,"HA76X51X3.2","B",null,"TUBO200X200X12.5","B",null,null,null,null,null,null,null,"H550X300X16X28","W",null,"LH 250X150X3.2/4.5","W",null,"CFSHS200X200X6","B",null,"Тп180x140x4","HSS",null,"03_Tp_90x60x7","HSS",null,"03_Тп_90х60х7","HSS",null,null,null,null,null,null,null,null,"TUBO200X200X12.5"]
["775LB86","W",null,"HSS6X2X3/8","B",null,"HSS152.4X50.8X9.5","B",null,"HSS6X6X1/4","B",null,"HSS152.4X152.4X6.4","B",null,"RHS600X200X12","B",null,null,null,null,null,null,null,"HD400X463","W",null,null,null,null,null,null,null,null,null,null,"HP14X102","I",null,"HP360X152","I",null,"SHHF400X400X14.2","B",null,"YB-H1000X450X14X25","W",null,"HA51X25X4.8","B",null,"HA51X25X4.8","B",null,"TUBO200X200X14.2","B",null,null,null,null,null,null,null,"H550X300X16X25","W",null,"LH 250X150X4.5/6","W",null,"CFSHS200X200X6.3","B",null,"Тп180x140x4,5","HSS",null,"03_Tp_100x40x3","HSS",null,"03_Тп_100х40х3","HSS",null,null,null,null,null,null,null,null,"TUBO200X200X14.2"]
["800LB113","W",null,"HSS6X2X5/16","B",null,"HSS152.4X50.8X7.9","B",null,"HSS6X6X3/16","B",null,"HSS152.4X152.4X4.8","B",null,"RHS600X200X14","B",null,null,null,null,null,null,null,"HD400X509","W",null,null,null,null,null,null,null,null,null,null,"HP14X117","I",null,"HP360X174","I",null,"SHHF400X400X16","B",null,"YB-H1000X450X14X30","W",null,"HA51X25X3.2","B",null,"HA51X25X3.2","B",null,"TUBO200X200X16","B",null,null,null,null,null,null,null,"H550X300X16X22","W",null,"LH 250X150X4.5/9","W",null,"CFSHS200X200X8","B",null,"Тп180x140x5","HSS",null,"03_Tp_100x40x3,5","HSS",null,"03_Тп_100х40х3,5","HSS",null,null,null,null,null,null,null,null,"TUBO200X200X16"]
["850LB129","W",null,"HSS6X2X1/4","B",null,"HSS152.4X50.8X6.4","B",null,"HSS6X6X1/8","B",null,"HSS152.4X152.4X3.2","B",null,"RHS600X200X16","B",null,null,null,null,null,null,null,"HD400X551","W",null,null,null,null,null,null,null,null,null,null,null,null,null,null,null,null,"SHHF400X400X20","B",null,"YB-H1000X450X14X36","W",null,"W1100X499","W",null,"W1100X499","W",null,"TUBO200X200X17.5","B",null,null,null,null,null,null,null,"H550X300X12X25","W",null,"LH 250X175X6/9","W",null,"CFSHS200X200X10","B",null,"Тп180x140x5,5","HSS",null,"03_Tp_100x40x4","HSS",null,"03_Тп_100х40х4","HSS",null,null,null,null,null,null,null,null,"TUBO200X200X17.5"]
["550SB79","W",null,"HSS5X5X5/16","B",null,"HSS127X127X7.9","B",null,"HSS6X4X1/4","B",null,"HSS152.4X101.6X6.4","B",null,"RHS600X400X12","B",null,null,null,null,null,null,null,"HD400X1299","W",null,null,null,null,null,null,null,null,null,null,null,null,null,null,null,null,"RHCF60X40X5","B",null,"YB-H1200X400X18X25","W",null,"W1000X483","W",null,"W1000X483","W",null,"TUBO200X140X12.5","B",null,null,null,null,null,null,null,"H550X200X12X25","W",null,"LH 350X175X4.5/6","W",null,"RHS50X30X3.2","B",null,"Тп200x40x6","HSS",null,"03_Tp_100x50x4,5","HSS",null,"03_Тп_100х50х4,5","HSS",null,null,null,null,null,null,null,null,"TUBO200X140X12.5"]
["1000SB265","W",null,"HSS5X3X1/4","B",null,"HSS127X76.2X6.4","B",null,"HSS6X2X1/8","B",null,"HSS152.4X50.8X3.2","B",null,"SHS20X20X1.8","B",null,null,null,null,null,null,null,"HP305X186","W",null,null,null,null,null,null,null,null,null,null,null,null,null,null,null,null,"RHCF80X60X5","B",null,"YB-LWH102X75X4X6","W",null,"W1000X314","W",null,"W1000X314","W",null,"TUBO200X100X14.2","B",null,null,null,null,null,null,null,"H500X300X12X16","W",null,"I 150X75X5.5/9.5","W",null,"RHS100X50X3.2","B",null,"Тп200x100x4,5","HSS",null,"03_Tp_100x60x6,5","HSS",null,"03_Тп_100х60х6,5","HSS",null,null,null,null,null,null,null,null,"TUBO200X100X14.2"]
["525HB85","W",null,"HSS5X2X3/16","B",null,"HSS127X50.8X4.8","B",null,"HSS5X5X1/4","B",null,"HSS127X127X6.4","B",null,"SHS25X25X2.9","B",null,null,null,null,null,null,null,"HP360X152","W",null,null,null,null,null,null,null,null,null,null,null,null,null,null,null,null,"RHCF100X50X5","B",null,"YB-LWH202X200X6X9","W",null,"W920X588","W",null,"W920X588","W",null,"TUBO220X220X25","B",null,null,null,null,null,null,null,"H500X200X12X19","W",null,"I 300X150X11.5/22","W",null,"RHS120X60X3.6","B",null,"Тп200x120x4,5","HSS",null,"03_Tp_120x40x6,5","HSS",null,"03_Тп_120х40х6,5","HSS",null,null,null,null,null,null,null,null,"TUBO220X220X25"]
["900HB222","W",null,"HSS4X4X1/8","B",null,"HSS101.6X101.6X3.2","B",null,"HSS5X3X3/16","B",null,"HSS127X76.2X4.8","B",null,"SHS30X30X6","B",null,null,null,null,null,null,null,null,null,null,null,null,null,null,null,null,null,null,null,null,null,null,null,null,null,"RHCF120X60X3","B",null,"YB-LWH400X250X7X10","W",null,"W920X253","W",null,"W920X253","W",null,"TUBO220X154X25","B",null,null,null,null,null,null,null,"H450X200X12X19","W",null,null,null,null,"RHS150X125X4","B",null,"Тп200x160x7,5","HSS",null,"03_Tp_120x80x4","HSS",null,"03_Тп_120х80х4","HSS",null,null,null,null,null,null,null,null,"TUBO220X154X25"]
["400PB87","W",null,"HSS4X2-1/2X3/16","B",null,"HSS101.6X63.5X4.8","B",null,"HSS5X2X1/8","B",null,"HSS127X50.8X3.2","B",null,"SHS38X38X2","B",null,null,null,null,null,null,null,null,null,null,null,null,null,null,null,null,null,null,null,null,null,null,null,null,null,"RHCF140X80X3","B",null,"YB-WH100X100X6X8","W",null,"W840X359","W",null,"W840X359","W",null,"TUBO220X110X16","B",null,null,null,null,null,null,null,"H400X200X9X12","W",null,null,null,null,"RHS160X80X8","B",null,"Тп220x100x5,5","HSS",null,"03_Tp_140x60x4","HSS",null,"03_Тп_140х60х4","HSS",null,null,null,null,null,null,null,null,"TUBO220X110X16"]
["610WS100","W",null,"HSS3-1/2X3-1/2X1/4","B",null,"HSS88.9X88.9X6.4","B",null,"HSS4X4X5/16","B",null,"HSS101.6X101.6X7.9","B",null,"SHS40X40X2.6","B",null,null,null,null,null,null,null,null,null,null,null,null,null,null,null,null,null,null,null,null,null,null,null,null,null,"RHCF150X100X6","B",null,"YB-WH150X150X4X6","W",null,"W760X531","W",null,"W760X531","W",null,"TUBO240X240X25","B",null,null,null,null,null,null,null,null,null,null,null,null,null,"RHS200X120X8","B",null,"Тп220x140x6,5","HSS",null,"03_Tp_140x100x5","HSS",null,"03_Тп_140х100х5","HSS",null,null,null,null,null,null,null,null,"TUBO240X240X25"]
["905WS197","W",null,"HSS3-1/2X1-1/2X1/8","B",null,"HSS88.9X38.1X3.2","B",null,"HSS4X2-1/2X1/8","B",null,"HSS101.6X63.5X3.2","B",null,"SHS45X45X2.5","B",null,null,null,null,null,null,null,null,null,null,null,null,null,null,null,null,null,null,null,null,null,null,null,null,null,"RHCF180X100X5","B",null,"YB-WH250X150X4X6","W",null,"W760X147","W",null,"W760X147","W",null,"TUBO240X168X28","B",null,null,null,null,null,null,null,null,null,null,null,null,null,"RHS250X150X14.2","B",null,"Тп240x160x7","HSS",null,"03_Tp_140x120x8","HSS",null,"03_Тп_140х120х8","HSS",null,null,null,null,null,null,null,null,"TUBO240X168X28"]
["530EB72","W",null,"HSS3X2-1/2X1/8","B",null,"HSS76.2X63.5X3.2","B",null,"HSS3-1/2X3-1/2X3/16","B",null,"HSS88.9X88.9X4.8","B",null,"SHS50X50X2.6","B",null,null,null,null,null,null,null,null,null,null,null,null,null,null,null,null,null,null,null,null,null,null,null,null,null,"RHCF200X120X4","B",null,"YB-WH250X250X8X14","W",null,"W690X323","W",null,"W690X323","W",null,"TUBO240X120X20","B",null,null,null,null,null,null,null,null,null,null,null,null,null,"RHS260X140X12.5","B",null,"Тп240x160x11,5","HSS",null,"03_Tp_160x40x3,5","HSS",null,"03_Тп_160х40х3,5","HSS",null,null,null,null,null,null,null,null,"TUBO240X120X20"]
["900EB253","W",null,"HSS2-1/2X2-1/2X1/8","B",null,"HSS63.5X63.5X3.2","B",null,"HSS3X3X3/8","B",null,"HSS76.2X76.2X9.5","B",null,"SHS60X60X2.9","B",null,null,null,null,null,null,null,null,null,null,null,null,null,null,null,null,null,null,null,null,null,null,null,null,null,"RHCF250X150X10","B",null,"YB-WH300X300X10X16","W",null,"W610X415","W",null,"W610X415","W",null,"TUBO260X182X12.5","B",null,null,null,null,null,null,null,null,null,null,null,null,null,"RHS300X200X10","B",null,"Тп260x130x9","HSS",null,"03_Tp_160x80x6,5","HSS",null,"03_Тп_160х80х6,5","HSS",null,null,null,null,null,null,null,null,"TUBO260X182X12.5"]
["390SC182","W",null,"W44X335","W",null,"W1100X499","W",null,"HSS2-1/2X2-1/2X1/8","B",null,"HSS63.5X63.5X3.2","B",null,"SHS72X72X2","B",null,null,null,null,null,null,null,null,null,null,null,null,null,null,null,null,null,null,null,null,null,null,null,null,null,"RHCF500X300X10","B",null,"YB-WH350X250X8X14","W",null,"W530X272","W",null,"W530X272","W",null,"TUBO280X280X16","B",null,null,null,null,null,null,null,null,null,null,null,null,null,"RHS350X250X10","B",null,"Тп300x200x8,5","HSS",null,"03_Tp_160x140x5,5","HSS",null,"03_Тп_160х140х5,5","HSS",null,null,null,null,null,null,null,null,"TUBO280X280X16"]
["475NB53","W",null,"W40X362","W",null,"W1000X539","W",null,"HSS2-1/4X2-1/4X1/4","B",null,"HSS57.2X57.2X6.4","B",null,"SHS75X75X5.4","B",null,null,null,null,null,null,null,null,null,null,null,null,null,null,null,null,null,null,null,null,null,null,null,null,null,"SHCF40X40X2.5","B",null,"YB-WH350X350X8X16","W",null,"W530X109","W",null,"W530X109","W",null,"TUBO280X196X10","B",null,null,null,null,null,null,null,null,null,null,null,null,null,"RHS400X120X14.2","B",null,"Тп320x180x6,5","HSS",null,"03_Tp_180x60x5,5","HSS",null,"03_Тп_180х60х5,5","HSS",null,null,null,null,null,null,null,null,"TUBO280X196X10"]
["600NB76","W",null,"W40X215","W",null,"W1000X321","W",null,"HSS2X2X1/4","B",null,"HSS50.8X50.8X6.4","B",null,"SHS80X80X2.9","B",null,null,null,null,null,null,null,null,null,null,null,null,null,null,null,null,null,null,null,null,null,null,null,null,null,"SHCF50X50X4","B",null,"YB-WH400X200X6X10","W",null,"W530X85","W",null,"W530X66","W",null,"TUBO280X196X20","B",null,null,null,null,null,null,null,null,null,null,null,null,null,"RHS400X150X10","B",null,"Тп320x180x9","HSS",null,"03_Tp_180x60x8","HSS",null,"03_Тп_180х60х8","HSS",null,null,null,null,null,null,null,null,"TUBO280X196X20"]
[null,null,null,"W36X361","W",null,"W920X537","W",null,"W40X324","W",null,"W1000X483","W",null,"SHS91.5X91.5X6","B",null,null,null,null,null,null,null,null,null,null,null,null,null,null,null,null,null,null,null,null,null,null,null,null,null,"SHCF90X90X5","B",null,"YB-WH400X300X6X12","W",null,"W460X106","W",null,"W460X89","W",null,"TUBO300X300X20","B",null,null,null,null,null,null,null,null,null,null,null,null,null,"RHS450X250X16","B",null,"Тп350x250x11,5","HSS",null,"03_Tp_180x100x8","HSS",null,"03_Тп_180х100х8","HSS",null,null,null,null,null,null,null,null,"TUBO300X300X20"]
[null,null,null,"W36X210","W",null,"W920X313","W",null,"W40X294","W",null,"W1000X438","W",null,"SHS100X100X5","B",null,null,null,null,null,null,null,null,null,null,null,null,null,null,null,null,null,null,null,null,null,null,null,null,null,"SHCF120X120X6","B",null,"YB-WH400X400X10X18","W",null,"W460X52","W",null,"W410X100","W",null,"TUBO300X210X16","B",null,null,null,null,null,null,null,null,null,null,null,null,null,"RHS500X300X14.2","B",null,"Тп350x300x9,5","HSS",null,"03_Tp_180x140x8","HSS",null,"03_Тп_180х140х8","HSS",null,null,null,null,null,null,null,null,"TUBO300X210X16"]
[null,null,null,"W33X221","W",null,"W840X329","W",null,"W36X529","W",null,"W920X787","W",null,"SHS110X110X6","B",null,null,null,null,null,null,null,null,null,null,null,null,null,null,null,null,null,null,null,null,null,null,null,null,null,"SHCF160X160X4","B",null,"YB-WH450X250X12X25","W",null,"W360X990","W",null,"W360X677","W",null,"TUBO300X150X16","B",null,null,null,null,null,null,null,null,null,null,null,null,null,"IPE220","W",null,"Тп400x200x11","HSS",null,"03_Tp_200x80x6,5","HSS",null,"03_Тп_200х80х6,5","HSS",null,null,null,null,null,null,null,null,"TUBO300X150X16"]
[null,null,null,"W30X326","W",null,"W760X484","W",null,"W36X247","W",null,"W920X368","W",null,"SHS120X120X5","B",null,null,null,null,null,null,null,null,null,null,null,null,null,null,null,null,null,null,null,null,null,null,null,null,null,"SHCF180X180X12","B",null,"YB-WH450X400X8X14","W",null,"W360X463","W",null,"W360X314","W",null,"TUBO320X320X25","B",null,null,null,null,null,null,null,null,null,null,null,null,null,"HEB800","W",null,"Тк50x2,5","HSS",null,"03_Tp_200x100x6,5","HSS",null,"03_Тп_200х100х6,5","HSS",null,null,null,null,null,null,null,null,"TUBO320X320X25"]
[null,null,null,"W30X90","W",null,"W760X134","W",null,"W33X318","W",null,"W840X473","W",null,"SHS125X125X6","B",null,null,null,null,null,null,null,null,null,null,null,null,null,null,null,null,null,null,null,null,null,null,null,null,null,"SHCF300X300X6","B",null,"YB-WH500X250X12X25","W",null,"W360X134","W",null,"W360X91","W",null,"TUBO320X224X30","B",null,null,null,null,null,null,null,null,null,null,null,null,null,"HEA450","W",null,"Тк60x4,5","HSS",null,"03_Tp_200x160x5","HSS",null,"03_Тп_200х160х5","HSS",null,null,null,null,null,null,null,null,"TUBO320X224X30"]
[null,null,null,"W24X279","W",null,"W610X415","W",null,"W30X132","W",null,"W760X196","W",null,"SHS150X150X8","B",null,null,null,null,null,null,null,null,null,null,null,null,null,null,null,null,null,null,null,null,null,null,null,null,null,"UKB914X419X388","W",null,"YB-WH600X300X10X16","W",null,"W310X226","W",null,"W310X143","W",null,"TUBO340X238X12.5","B",null,null,null,null,null,null,null,null,null,null,null,null,null,"HEB180","W",null,"Тк80x6","HSS",null,"03_Tp_220x140x5,5","HSS",null,"03_Тп_220х140х5,5","HSS",null,null,null,null,null,null,null,null,"TUBO340X238X12.5"]
[null,null,null,"W24X117","W",null,"W610X174","W",null,"W27X307","W",null,"W690X457","W",null,"SHS180X180X4","B",null,null,null,null,null,null,null,null,null,null,null,null,null,null,null,null,null,null,null,null,null,null,null,null,null,"UKB762X267X197","W",null,"YB-WH600X400X10X25","W",null,"W310X86","W",null,"W310X60","W",null,"TUBO340X238X35","B",null,null,null,null,null,null,null,null,null,null,null,null,null,"HEA100","W",null,"Тк90x5","HSS",null,"03_Tp_240x120x6,5","HSS",null,"03_Тп_240х120х6,5","HSS",null,null,null,null,null,null,null,null,"TUBO340X238X35"]
[null,null,null,"W21X132","W",null,"W530X196","W",null,"W27X84","W",null,"W690X125","W",null,"SHS200X200X10","B",null,null,null,null,null,null,null,null,null,null,null,null,null,null,null,null,null,null,null,null,null,null,null,null,null,"UKB610X229X113","W",null,"YB-WH700X300X14X32","W",null,"W250X167","W",null,"W250X89","W",null,"TUBO360X360X22.2","B",null,null,null,null,null,null,null,null,null,null,null,null,null,"HEM360","W",null,"Тк100x6","HSS",null,"03_Tp_240x160x10,5","HSS",null,"03_Тп_240х160х10,5","HSS",null,null,null,null,null,null,null,null,"TUBO360X360X22.2"]
[null,null,null,"W21X55","W",null,"W530X82","W",null,"W24X176","W",null,"W610X262","W",null,"SHS220X220X12","B",null,null,null,null,null,null,null,null,null,null,null,null,null,null,null,null,null,null,null,null,null,null,null,null,null,"UKB533X210X138","W",null,"YB-WH700X350X12X36","W",null,"W250X58","W",null,"W250X28","W",null,"TUBO360X252X20","B",null,null,null,null,null,null,null,null,null,null,null,null,null,"HEM900","W",null,"Тк120x5","HSS",null,"03_Tp_260x130x6","HSS",null,"03_Тп_260х130х6","HSS",null,null,null,null,null,null,null,null,"TUBO360X252X20"]
[null,null,null,"W18X143","W",null,"W460X213","W",null,"W21X275","W",null,"W530X409","W",null,"SHS250X250X10","B",null,null,null,null,null,null,null,null,null,null,null,null,null,null,null,null,null,null,null,null,null,null,null,null,null,"UKB457X191X89","W",null,"YB-WH800X300X10X18","W",null,"W200X59","W",null,"W200X27","W",null,"TUBO360X180X22.2","B",null,null,null,null,null,null,null,null,null,null,null,null,null,"IPN300","W",null,"Тк140x7","HSS",null,"03_Tp_300x100x6","HSS",null,"03_Тп_300х100х6","HSS",null,null,null,null,null,null,null,null,"TUBO360X180X22.2"]
[null,null,null,"W18X60","W",null,"W460X89","W",null,"W21X111","W",null,"W530X165","W",null,"SHS300X300X6","B",null,null,null,null,null,null,null,null,null,null,null,null,null,null,null,null,null,null,null,null,null,null,null,null,null,"UKB406X178X85","W",null,"YB-WH800X300X16X36","W",null,"W200X19","W",null,"W150X14","W",null,"TUBO380X380X30","B",null,null,null,null,null,null,null,null,null,null,null,null,null,"IPN600","W",null,"Тк150x7","HSS",null,"03_Tp_300x200x6","HSS",null,"03_Тп_300х200х6","HSS",null,null,null,null,null,null,null,null,"TUBO380X380X30"]
[null,null,null,"W16X45","W",null,"W410X67","W",null,"W18X311","W",null,"W460X464","W",null,"SHS325X325X14","B",null,null,null,null,null,null,null,null,null,null,null,null,null,null,null,null,null,null,null,null,null,null,null,null,null,"UKB356X127X39","W",null,"YB-WH800X400X10X20","W",null,"S610X180","I",null,"S510X112","I",null,"TUBO380X266X40","B",null,null,null,null,null,null,null,null,null,null,null,null,null,null,null,null,"Тк180x5","HSS",null,"03_Tp_300x200x12","HSS",null,"03_Тп_300х200х12","HSS",null,null,null,null,null,null,null,null,"TUBO380X266X40"]
[null,null,null,"W14X426","W",null,"W360X634","W",null,"W18X106","W",null,"W460X158","W",null,"SHS350X350X20","B",null,null,null,null,null,null,null,null,null,null,null,null,null,null,null,null,null,null,null,null,null,null,null,null,null,"UKB254X146X43","W",null,"YB-WH900X350X12X20","W",null,"S380X74","I",null,"S250X38","I",null,"TUBO380X190X35","B",null,null,null,null,null,null,null,null,null,null,null,null,null,null,null,null,"Тк200x6","HSS",null,"03_Tp_320x180x11","HSS",null,"03_Тп_320х180х11","HSS",null,null,null,null,null,null,null,null,"TUBO380X190X35"]
[null,null,null,"W14X61","W",null,"W360X91","W",null,"W16X31","W",null,"W410X46.1","W",null,"SHS500X500X10","B",null,null,null,null,null,null,null,null,null,null,null,null,null,null,null,null,null,null,null,null,null,null,null,null,null,"UKC356X368X153","W",null,"YB-WH1100X400X12X28","W",null,"M250X11.9","I",null,"M100X8.9","I",null,"TUBO400X200X20","B",null,null,null,null,null,null,null,null,null,null,null,null,null,null,null,null,"Тк250x10","HSS",null,"03_Tp_350x300x8,5","HSS",null,"03_Тп_350х300х8,5","HSS",null,null,null,null,null,null,null,null,"TUBO400X200X20"]
[null,null,null,"W12X336","W",null,"W310X500","W",null,"W14X455","W",null,"W360X677","W",null,null,null,null,null,null,null,null,null,null,null,null,null,null,null,null,null,null,null,null,null,null,null,null,null,null,null,null,"UKC254X254X167","W",null,"YB-WH1100X500X14X30","W",null,"HP360X152","I",null,"HP250X85","I",null,"IPE120","W",null,null,null,null,null,null,null,null,null,null,null,null,null,null,null,null,"Тк300x8","HSS",null,"03_Tp_380x220x6,5","HSS",null,"03_Тп_380х220х6,5","HSS",null,null,null,null,null,null,null,null,"IPE120"]
[null,null,null,"W12X87","W",null,"W310X129","W",null,"W14X145","W",null,"W360X216","W",null,null,null,null,null,null,null,null,null,null,null,null,null,null,null,null,null,null,null,null,null,null,null,null,null,null,null,null,"UKC152X152X51","W",null,"YB-WH1200X450X14X22","W",null,"WWF2000X542","W",null,"WWF1600X580","W",null,"IPE200O","W",null,null,null,null,null,null,null,null,null,null,null,null,null,null,null,null,"Дб(СТО)14Б1","W",null,"10_Tk_10x1,4","HSS",null,"10_Тк_10х1,4","HSS",null,null,null,null,null,null,null,null,"IPE200O"]
[null,null,null,"W12X35","W",null,"W310X52","W",null,"W14X61","W",null,"W360X91","W",null,null,null,null,null,null,null,null,null,null,null,null,null,null,null,null,null,null,null,null,null,null,null,null,null,null,null,null,"UKBP305X305X223","W",null,"YB-WH1200X500X14X22","W",null,"WWF1600X496","W",null,"WWF1200X487","W",null,"IPE240R","W",null,null,null,null,null,null,null,null,null,null,null,null,null,null,null,null,"Дб(СТО)30Б1",null,null,"10_Tk_20x1,0","HSS",null,"10_Тк_20х1,0","HSS",null,null,null,null,null,null,null,null,"IPE240R"]
[null,null,null,"W10X54","W",null,"W250X80","W",null,"W12X230","W",null,"W310X342","W",null,null,null,null,null,null,null,null,null,null,null,null,null,null,null,null,null,null,null,null,null,null,null,null,null,null,null,null,null,null,null,"YB-WH1300X450X16X30","W",null,"WWF1100X458","W",null,"WWF1000X377","W",null,"ILS360","W",null,null,null,null,null,null,null,null,null,null,null,null,null,null,null,null,"Дб(СТО)60Б1","W",null,"10_Tk_25x3,0","HSS",null,"10_Тк_25х3,0","HSS",null,null,null,null,null,null,null,null,"ILS360"]
[null,null,null,"W10X17","W",null,"W250X25.3","W",null,"W12X87","W",null,"W310X129","W",null,null,null,null,null,null,null,null,null,null,null,null,null,null,null,null,null,null,null,null,null,null,null,null,null,null,null,null,null,null,null,"YB-WH1300X600X16X30","W",null,"WWF1000X293","W",null,"WWF900X262","W",null,"ILS450","W",null,null,null,null,null,null,null,null,null,null,null,null,null,null,null,null,"Дш(СТО)35Ш1","W",null,"10_Tk_30x2,5","HSS",null,"10_Тк_30х2,5","HSS",null,null,null,null,null,null,null,null,"ILS450"]
[null,null,null,"W8X28","W",null,"W200X41.7","W",null,"W12X35","W",null,"W310X52","W",null,null,null,null,null,null,null,null,null,null,null,null,null,null,null,null,null,null,null,null,null,null,null,null,null,null,null,null,null,null,null,"YB-WH1400X450X18X45","W",null,"WWF900X192","W",null,"WWF800X161","W",null,"IPE500V","W",null,null,null,null,null,null,null,null,null,null,null,null,null,null,null,null,"Дш(СТО)60Ш1","W",null,"10_Tk_35x2,5","HSS",null,"10_Тк_35х2,5","HSS",null,null,null,null,null,null,null,null,"IPE500V"]
[null,null,null,"W6X8.5","W",null,"W150X13","W",null,"W10X54","W",null,"W250X80","W",null,null,null,null,null,null,null,null,null,null,null,null,null,null,null,null,null,null,null,null,null,null,null,null,null,null,null,null,null,null,null,"YB-WH1500X500X18X36","W",null,"WWF650X864","W",null,"WWF600X551","W",null,"IPE750X161","W",null,null,null,null,null,null,null,null,null,null,null,null,null,null,null,null,"Дш(СТО)100Ш1","W",null,"10_Tk_40x4,5","HSS",null,"10_Тк_40х4,5","HSS",null,null,null,null,null,null,null,null,"IPE750X161"]
[null,null,null,"M3X2.9","I",null,"M100X4.3","I",null,"W8X18","W",null,"W200X26.6","W",null,null,null,null,null,null,null,null,null,null,null,null,null,null,null,null,null,null,null,null,null,null,null,null,null,null,null,null,null,null,null,"YB-WH1600X650X20X50","W",null,"WWF500X276","W",null,"WWF450X308","W",null,"HE180B","W",null,null,null,null,null,null,null,null,null,null,null,null,null,null,null,null,"Дсм(СТО)30М","W",null,"10_Tk_45x7,5","HSS",null,"10_Тк_45х7,5","HSS",null,null,null,null,null,null,null,null,"HE180B"]
[null,null,null,"S20X66","I",null,"S510X98.2","I",null,"W6X9","W",null,"W150X13.5","W",null,null,null,null,null,null,null,null,null,null,null,null,null,null,null,null,null,null,null,null,null,null,null,null,null,null,null,null,null,null,null,"YB-WH1700X600X20X45","W",null,"WWF450X248","W",null,"WWF400X273","W",null,"HE220M","W",null,null,null,null,null,null,null,null,null,null,null,null,null,null,null,null,"Дрд(СТО)25Д2А","W",null,"10_Tk_50x5,5","HSS",null,"10_Тк_50х5,5","HSS",null,null,null,null,null,null,null,null,"HE220M"]
[null,null,null,"S12X35","I",null,"S310X52","I",null,"M12X11.8","I",null,"M310X17.6","I",null,null,null,null,null,null,null,null,null,null,null,null,null,null,null,null,null,null,null,null,null,null,null,null,null,null,null,null,null,null,null,"YB-WH1700X700X18X32","W",null,"WWF400X273","W",null,"WWF350X263","W",null,"HE260B","W",null,null,null,null,null,null,null,null,null,null,null,null,null,null,null,null,"Дрк(СТО)20К2А","W",null,"10_Tk_60x2,0","HSS",null,"10_Тк_60х2,0","HSS",null,null,null,null,null,null,null,null,"HE260B"]
[null,null,null,"HP18X135","I",null,"HP460X202","I",null,"S24X121","I",null,"S610X180","I",null,null,null,null,null,null,null,null,null,null,null,null,null,null,null,null,null,null,null,null,null,null,null,null,null,null,null,null,null,null,null,"YB-WH1800X650X18X36","W",null,"SLB100X4.8","W",null,null,null,null,"HE340A","W",null,null,null,null,null,null,null,null,null,null,null,null,null,null,null,null,"Дк35К3","W",null,"10_Tk_70x3,5","HSS",null,"10_Тк_70х3,5","HSS",null,null,null,null,null,null,null,null,"HE340A"]
[null,null,null,"HP12X63","I",null,"HP310X93","I",null,"S12X50","I",null,"S310X74","I",null,null,null,null,null,null,null,null,null,null,null,null,null,null,null,null,null,null,null,null,null,null,null,null,null,null,null,null,null,null,null,"YB-WH1800X750X20X50","W",null,null,null,null,null,null,null,"HE450X123","W",null,null,null,null,null,null,null,null,null,null,null,null,null,null,null,null,"Ду24","W",null,"10_Tk_80x4,5","HSS",null,"10_Тк_80х4,5","HSS",null,null,null,null,null,null,null,null,"HE450X123"]
[null,null,null,null,null,null,null,null,null,"S6X12.5","I",null,"S150X18.6","I",null,null,null,null,null,null,null,null,null,null,null,null,null,null,null,null,null,null,null,null,null,null,null,null,null,null,null,null,null,null,null,"YB-WH1900X700X20X45","W",null,null,null,null,null,null,null,"HE550A","W",null,null,null,null,null,null,null,null,null,null,null,null,null,null,null,null,"Ду60","W",null,"10_Tk_80x10,0","HSS",null,"10_Тк_80х10,0","HSS",null,null,null,null,null,null,null,null,"HE550A"]
[null,null,null,null,null,null,null,null,null,"HP18X135","I",null,"HP460X202","I",null,null,null,null,null,null,null,null,null,null,null,null,null,null,null,null,null,null,null,null,null,null,null,null,null,null,null,null,null,null,null,"YB-WH1900X800X18X40","W",null,null,null,null,null,null,null,"HE600M","W",null,null,null,null,null,null,null,null,null,null,null,null,null,null,null,null,"Ддш40ДШ1","W",null,"10_Tk_90x6,5","HSS",null,"10_Тк_90х6,5","HSS",null,null,null,null,null,null,null,null,"HE600M"]
[null,null,null,null,null,null,null,null,null,"HP12X74","I",null,"HP310X110","I",null,null,null,null,null,null,null,null,null,null,null,null,null,null,null,null,null,null,null,null,null,null,null,null,null,null,null,null,null,null,null,"YB-WH2000X750X18X34","W",null,null,null,null,null,null,null,"HE800M","W",null,null,null,null,null,null,null,null,null,null,null,null,null,null,null,null,"Дб26Б1","W",null,"10_Tk_100x7,5","HSS",null,"10_Тк_100х7,5","HSS",null,null,null,null,null,null,null,null,"HE800M"]
[null,null,null,null,null,null,null,null,null,null,null,null,null,null,null,null,null,null,null,null,null,null,null,null,null,null,null,null,null,null,null,null,null,null,null,null,null,null,null,null,null,null,null,null,null,"JG-LH150X75X3.2X4.5","W",null,null,null,null,null,null,null,"H400X551","W",null,null,null,null,null,null,null,null,null,null,null,null,null,null,null,null,"Дб90Б2","W",null,"10_Tk_120x9,0","HSS",null,"10_Тк_120х9,0","HSS",null,null,null,null,null,null,null,null,"H400X551"]
[null,null,null,null,null,null,null,null,null,null,null,null,null,null,null,null,null,null,null,null,null,null,null,null,null,null,null,null,null,null,null,null,null,null,null,null,null,null,null,null,null,null,null,null,null,"JG-LH200X150X3.2X4.5","W",null,null,null,null,null,null,null,null,null,null,null,null,null,null,null,null,null,null,null,null,null,null,null,null,null,"Дш35Ш2","W",null,"10_Tk_150x5,0","HSS",null,"10_Тк_150х5,0","HSS",null,null,null,null,null,null,null,null,""]
[null,null,null,null,null,null,null,null,null,null,null,null,null,null,null,null,null,null,null,null,null,null,null,null,null,null,null,null,null,null,null,null,null,null,null,null,null,null,null,null,null,null,null,null,null,"JG-LH250X125X4.5X8","W",null,null,null,null,null,null,null,null,null,null,null,null,null,null,null,null,null,null,null,null,null,null,null,null,null,"Дш60Ш1","W",null,"10_Tk_160x4,0","HSS",null,"10_Тк_160х4,0","HSS",null,null,null,null,null,null,null,null,""]
[null,null,null,null,null,null,null,null,null,null,null,null,null,null,null,null,null,null,null,null,null,null,null,null,null,null,null,null,null,null,null,null,null,null,null,null,null,null,null,null,null,null,null,null,null,"JG-LH250X200X4.5X8","W",null,null,null,null,null,null,null,null,null,null,null,null,null,null,null,null,null,null,null,null,null,null,null,null,null,"Дсс14С","W",null,"10_Tk_180x3,0","HSS",null,"10_Тк_180х3,0","HSS",null,null,null,null,null,null,null,null,""]
[null,null,null,null,null,null,null,null,null,null,null,null,null,null,null,null,null,null,null,null,null,null,null,null,null,null,null,null,null,null,null,null,null,null,null,null,null,null,null,null,null,null,null,null,null,"JG-LH300X150X3.2X6","W",null,null,null,null,null,null,null,null,null,null,null,null,null,null,null,null,null,null,null,null,null,null,null,null,null,"Т10KT2","WT",null,"10_Tk_180x9,5","HSS",null,"10_Тк_180х9,5","HSS",null,null,null,null,null,null,null,null,""]
[null,null,null,null,null,null,null,null,null,null,null,null,null,null,null,null,null,null,null,null,null,null,null,null,null,null,null,null,null,null,null,null,null,null,null,null,null,null,null,null,null,null,null,null,null,"JG-LH300X200X4.5X9","W",null,null,null,null,null,null,null,null,null,null,null,null,null,null,null,null,null,null,null,null,null,null,null,null,null,"Т17,5KT1","WT",null,"10_Tk_180x14,0","HSS",null,"10_Тк_180х14,0","HSS",null,null,null,null,null,null,null,null,""]
[null,null,null,null,null,null,null,null,null,null,null,null,null,null,null,null,null,null,null,null,null,null,null,null,null,null,null,null,null,null,null,null,null,null,null,null,null,null,null,null,null,null,null,null,null,"JG-LH350X150X4.5X8","W",null,null,null,null,null,null,null,null,null,null,null,null,null,null,null,null,null,null,null,null,null,null,null,null,null,"Тш20ШТ3","WT",null,"10_Tk_200x9,5","HSS",null,"10_Тк_200х9,5","HSS",null,null,null,null,null,null,null,null,""]
[null,null,null,null,null,null,null,null,null,null,null,null,null,null,null,null,null,null,null,null,null,null,null,null,null,null,null,null,null,null,null,null,null,null,null,null,null,null,null,null,null,null,null,null,null,"JG-LH350X175X4.5X10","W",null,null,null,null,null,null,null,null,null,null,null,null,null,null,null,null,null,null,null,null,null,null,null,null,null,null,null,null,"10_Tk_250x7,5","HSS",null,"10_Тк_250х7,5","HSS",null,null,null,null,null,null,null,null,""]
[null,null,null,null,null,null,null,null,null,null,null,null,null,null,null,null,null,null,null,null,null,null,null,null,null,null,null,null,null,null,null,null,null,null,null,null,null,null,null,null,null,null,null,null,null,"JG-LH400X150X6X10","W",null,null,null,null,null,null,null,null,null,null,null,null,null,null,null,null,null,null,null,null,null,null,null,null,null,null,null,null,"10_Tk_300x9,5","HSS",null,"10_Тк_300х9,5","HSS",null,null,null,null,null,null,null,null,""]
[null,null,null,null,null,null,null,null,null,null,null,null,null,null,null,null,null,null,null,null,null,null,null,null,null,null,null,null,null,null,null,null,null,null,null,null,null,null,null,null,null,null,null,null,null,"JG-LH450X200X4.5X8","W",null,null,null,null,null,null,null,null,null,null,null,null,null,null,null,null,null,null,null,null,null,null,null,null,null,null,null,null,"10_Tk_300x16,0","HSS",null,"10_Тк_300х16,0","HSS",null,null,null,null,null,null,null,null,""]
[null,null,null,null,null,null,null,null,null,null,null,null,null,null,null,null,null,null,null,null,null,null,null,null,null,null,null,null,null,null,null,null,null,null,null,null,null,null,null,null,null,null,null,null,null,"JG-LH450X250X6X8","W",null,null,null,null,null,null,null,null,null,null,null,null,null,null,null,null,null,null,null,null,null,null,null,null,null,null,null,null,"10_Tk_300x22,0","HSS",null,"10_Тк_300х22,0","HSS",null,null,null,null,null,null,null,null,""]
[null,null,null,null,null,null,null,null,null,null,null,null,null,null,null,null,null,null,null,null,null,null,null,null,null,null,null,null,null,null,null,null,null,null,null,null,null,null,null,null,null,null,null,null,null,"JG-LH500X250X4.5X8","W",null,null,null,null,null,null,null,null,null,null,null,null,null,null,null,null,null,null,null,null,null,null,null,null,null,null,null,null,"10_Tk_350x9,0","HSS",null,"10_Тк_350х9,0","HSS",null,null,null,null,null,null,null,null,""]
[null,null,null,null,null,null,null,null,null,null,null,null,null,null,null,null,null,null,null,null,null,null,null,null,null,null,null,null,null,null,null,null,null,null,null,null,null,null,null,null,null,null,null,null,null,"GB-I20B","W",null,null,null,null,null,null,null,null,null,null,null,null,null,null,null,null,null,null,null,null,null,null,null,null,null,null,null,null,"10_Tk_350x15,5","HSS",null,"10_Тк_350х15,5","HSS",null,null,null,null,null,null,null,null,""]
[null,null,null,null,null,null,null,null,null,null,null,null,null,null,null,null,null,null,null,null,null,null,null,null,null,null,null,null,null,null,null,null,null,null,null,null,null,null,null,null,null,null,null,null,null,"GB-I28A","W",null,null,null,null,null,null,null,null,null,null,null,null,null,null,null,null,null,null,null,null,null,null,null,null,null,null,null,null,"10_Tk_350x21,0","HSS",null,"10_Тк_350х21,0","HSS",null,null,null,null,null,null,null,null,""]
[null,null,null,null,null,null,null,null,null,null,null,null,null,null,null,null,null,null,null,null,null,null,null,null,null,null,null,null,null,null,null,null,null,null,null,null,null,null,null,null,null,null,null,null,null,"GB-I40C","W",null,null,null,null,null,null,null,null,null,null,null,null,null,null,null,null,null,null,null,null,null,null,null,null,null,null,null,null,"10_Tk_400x11,5","HSS",null,"10_Тк_400х11,5","HSS",null,null,null,null,null,null,null,null,""]
[null,null,null,null,null,null,null,null,null,null,null,null,null,null,null,null,null,null,null,null,null,null,null,null,null,null,null,null,null,null,null,null,null,null,null,null,null,null,null,null,null,null,null,null,null,"GB-I55C","W",null,null,null,null,null,null,null,null,null,null,null,null,null,null,null,null,null,null,null,null,null,null,null,null,null,null,null,null,"10_Tk_400x16,0","HSS",null,"10_Тк_400х16,0","HSS",null,null,null,null,null,null,null,null,""]
[null,null,null,null,null,null,null,null,null,null,null,null,null,null,null,null,null,null,null,null,null,null,null,null,null,null,null,null,null,null,null,null,null,null,null,null,null,null,null,null,null,null,null,null,null,"YB-I30","W",null,null,null,null,null,null,null,null,null,null,null,null,null,null,null,null,null,null,null,null,null,null,null,null,null,null,null,null,"10_Tk_450x11,5","HSS",null,"10_Тк_450х11,5","HSS",null,null,null,null,null,null,null,null,""]
[null,null,null,null,null,null,null,null,null,null,null,null,null,null,null,null,null,null,null,null,null,null,null,null,null,null,null,null,null,null,null,null,null,null,null,null,null,null,null,null,null,null,null,null,null,null,null,null,null,null,null,null,null,null,null,null,null,null,null,null,null,null,null,null,null,null,null,null,null,null,null,null,null,null,null,"10_Tk_450x18,0","HSS",null,"10_Тк_450х18,0","HSS",null,null,null,null,null,null,null,null,""]
[null,null,null,null,null,null,null,null,null,null,null,null,null,null,null,null,null,null,null,null,null,null,null,null,null,null,null,null,null,null,null,null,null,null,null,null,null,null,null,null,null,null,null,null,null,null,null,null,null,null,null,null,null,null,null,null,null,null,null,null,null,null,null,null,null,null,null,null,null,null,null,null,null,null,null,"10_Tk_450x22,0","HSS",null,"10_Тк_450х22,0","HSS",null,null,null,null,null,null,null,null,""]
[null,null,null,null,null,null,null,null,null,null,null,null,null,null,null,null,null,null,null,null,null,null,null,null,null,null,null,null,null,null,null,null,null,null,null,null,null,null,null,null,null,null,null,null,null,null,null,null,null,null,null,null,null,null,null,null,null,null,null,null,null,null,null,null,null,null,null,null,null,null,null,null,null,null,null,"10_Tk_500x13,5","HSS",null,"10_Тк_500х13,5","HSS",null,null,null,null,null,null,null,null,""]
[null,null,null,null,null,null,null,null,null,null,null,null,null,null,null,null,null,null,null,null,null,null,null,null,null,null,null,null,null,null,null,null,null,null,null,null,null,null,null,null,null,null,null,null,null,null,null,null,null,null,null,null,null,null,null,null,null,null,null,null,null,null,null,null,null,null,null,null,null,null,null,null,null,null,null,"10_Tk_500x21,0","HSS",null,"10_Тк_500х21,0","HSS",null,null,null,null,null,null,null,null,""]
[null,null,null,null,null,null,null,null,null,null,null,null,null,null,null,null,null,null,null,null,null,null,null,null,null,null,null,null,null,null,null,null,null,null,null,null,null,null,null,null,null,null,null,null,null,null,null,null,null,null,null,null,null,null,null,null,null,null,null,null,null,null,null,null,null,null,null,null,null,null,null,null,null,null,null,"10_Tp_20x15x1,0","HSS",null,"10_Тп_20х15х1,0","HSS",null,null,null,null,null,null,null,null,""]
[null,null,null,null,null,null,null,null,null,null,null,null,null,null,null,null,null,null,null,null,null,null,null,null,null,null,null,null,null,null,null,null,null,null,null,null,null,null,null,null,null,null,null,null,null,null,null,null,null,null,null,null,null,null,null,null,null,null,null,null,null,null,null,null,null,null,null,null,null,null,null,null,null,null,null,"10_Tp_25x15x1,5","HSS",null,"10_Тп_25х15х1,5","HSS",null,null,null,null,null,null,null,null,""]
[null,null,null,null,null,null,null,null,null,null,null,null,null,null,null,null,null,null,null,null,null,null,null,null,null,null,null,null,null,null,null,null,null,null,null,null,null,null,null,null,null,null,null,null,null,null,null,null,null,null,null,null,null,null,null,null,null,null,null,null,null,null,null,null,null,null,null,null,null,null,null,null,null,null,null,"10_Tp_30x10x2,0","HSS",null,"10_Тп_30х10х2,0","HSS",null,null,null,null,null,null,null,null,""]
[null,null,null,null,null,null,null,null,null,null,null,null,null,null,null,null,null,null,null,null,null,null,null,null,null,null,null,null,null,null,null,null,null,null,null,null,null,null,null,null,null,null,null,null,null,null,null,null,null,null,null,null,null,null,null,null,null,null,null,null,null,null,null,null,null,null,null,null,null,null,null,null,null,null,null,"10_Tp_35x15x1,0","HSS",null,"10_Тп_35х15х1,0","HSS",null,null,null,null,null,null,null,null,""]
[null,null,null,null,null,null,null,null,null,null,null,null,null,null,null,null,null,null,null,null,null,null,null,null,null,null,null,null,null,null,null,null,null,null,null,null,null,null,null,null,null,null,null,null,null,null,null,null,null,null,null,null,null,null,null,null,null,null,null,null,null,null,null,null,null,null,null,null,null,null,null,null,null,null,null,"10_Tp_35x20x2,5","HSS",null,"10_Тп_35х20х2,5","HSS",null,null,null,null,null,null,null,null,""]
[null,null,null,null,null,null,null,null,null,null,null,null,null,null,null,null,null,null,null,null,null,null,null,null,null,null,null,null,null,null,null,null,null,null,null,null,null,null,null,null,null,null,null,null,null,null,null,null,null,null,null,null,null,null,null,null,null,null,null,null,null,null,null,null,null,null,null,null,null,null,null,null,null,null,null,"10_Tp_35x30x0,9","HSS",null,"10_Тп_35х30х0,9","HSS",null,null,null,null,null,null,null,null,""]
[null,null,null,null,null,null,null,null,null,null,null,null,null,null,null,null,null,null,null,null,null,null,null,null,null,null,null,null,null,null,null,null,null,null,null,null,null,null,null,null,null,null,null,null,null,null,null,null,null,null,null,null,null,null,null,null,null,null,null,null,null,null,null,null,null,null,null,null,null,null,null,null,null,null,null,"10_Tp_40x15x4,0","HSS",null,"10_Тп_40х15х4,0","HSS",null,null,null,null,null,null,null,null,""]
[null,null,null,null,null,null,null,null,null,null,null,null,null,null,null,null,null,null,null,null,null,null,null,null,null,null,null,null,null,null,null,null,null,null,null,null,null,null,null,null,null,null,null,null,null,null,null,null,null,null,null,null,null,null,null,null,null,null,null,null,null,null,null,null,null,null,null,null,null,null,null,null,null,null,null,"10_Tp_40x25x2,5","HSS",null,"10_Тп_40х25х2,5","HSS",null,null,null,null,null,null,null,null,""]
[null,null,null,null,null,null,null,null,null,null,null,null,null,null,null,null,null,null,null,null,null,null,null,null,null,null,null,null,null,null,null,null,null,null,null,null,null,null,null,null,null,null,null,null,null,null,null,null,null,null,null,null,null,null,null,null,null,null,null,null,null,null,null,null,null,null,null,null,null,null,null,null,null,null,null,"10_Tp_40x30x4,0","HSS",null,"10_Тп_40х30х4,0","HSS",null,null,null,null,null,null,null,null,""]
[null,null,null,null,null,null,null,null,null,null,null,null,null,null,null,null,null,null,null,null,null,null,null,null,null,null,null,null,null,null,null,null,null,null,null,null,null,null,null,null,null,null,null,null,null,null,null,null,null,null,null,null,null,null,null,null,null,null,null,null,null,null,null,null,null,null,null,null,null,null,null,null,null,null,null,"10_Tp_50x25x2,0","HSS",null,"10_Тп_50х25х2,0","HSS",null,null,null,null,null,null,null,null,""]
[null,null,null,null,null,null,null,null,null,null,null,null,null,null,null,null,null,null,null,null,null,null,null,null,null,null,null,null,null,null,null,null,null,null,null,null,null,null,null,null,null,null,null,null,null,null,null,null,null,null,null,null,null,null,null,null,null,null,null,null,null,null,null,null,null,null,null,null,null,null,null,null,null,null,null,"10_Tp_50x30x4,5","HSS",null,"10_Тп_50х30х4,5","HSS",null,null,null,null,null,null,null,null,""]
[null,null,null,null,null,null,null,null,null,null,null,null,null,null,null,null,null,null,null,null,null,null,null,null,null,null,null,null,null,null,null,null,null,null,null,null,null,null,null,null,null,null,null,null,null,null,null,null,null,null,null,null,null,null,null,null,null,null,null,null,null,null,null,null,null,null,null,null,null,null,null,null,null,null,null,"10_Tp_60x25x4,5","HSS",null,"10_Тп_60х25х4,5","HSS",null,null,null,null,null,null,null,null,""]
[null,null,null,null,null,null,null,null,null,null,null,null,null,null,null,null,null,null,null,null,null,null,null,null,null,null,null,null,null,null,null,null,null,null,null,null,null,null,null,null,null,null,null,null,null,null,null,null,null,null,null,null,null,null,null,null,null,null,null,null,null,null,null,null,null,null,null,null,null,null,null,null,null,null,null,"10_Tp_60x40x2,0","HSS",null,"10_Тп_60х40х2,0","HSS",null,null,null,null,null,null,null,null,""]
[null,null,null,null,null,null,null,null,null,null,null,null,null,null,null,null,null,null,null,null,null,null,null,null,null,null,null,null,null,null,null,null,null,null,null,null,null,null,null,null,null,null,null,null,null,null,null,null,null,null,null,null,null,null,null,null,null,null,null,null,null,null,null,null,null,null,null,null,null,null,null,null,null,null,null,"10_Tp_70x30x3,0","HSS",null,"10_Тп_70х30х3,0","HSS",null,null,null,null,null,null,null,null,""]
[null,null,null,null,null,null,null,null,null,null,null,null,null,null,null,null,null,null,null,null,null,null,null,null,null,null,null,null,null,null,null,null,null,null,null,null,null,null,null,null,null,null,null,null,null,null,null,null,null,null,null,null,null,null,null,null,null,null,null,null,null,null,null,null,null,null,null,null,null,null,null,null,null,null,null,"10_Tp_70x40x6,0","HSS",null,"10_Тп_70х40х6,0","HSS",null,null,null,null,null,null,null,null,""]
[null,null,null,null,null,null,null,null,null,null,null,null,null,null,null,null,null,null,null,null,null,null,null,null,null,null,null,null,null,null,null,null,null,null,null,null,null,null,null,null,null,null,null,null,null,null,null,null,null,null,null,null,null,null,null,null,null,null,null,null,null,null,null,null,null,null,null,null,null,null,null,null,null,null,null,"10_Tp_70x50x6,0","HSS",null,"10_Тп_70х50х6,0","HSS",null,null,null,null,null,null,null,null,""]
[null,null,null,null,null,null,null,null,null,null,null,null,null,null,null,null,null,null,null,null,null,null,null,null,null,null,null,null,null,null,null,null,null,null,null,null,null,null,null,null,null,null,null,null,null,null,null,null,null,null,null,null,null,null,null,null,null,null,null,null,null,null,null,null,null,null,null,null,null,null,null,null,null,null,null,"10_Tp_80x40x6,0","HSS",null,"10_Тп_80х40х6,0","HSS",null,null,null,null,null,null,null,null,""]
[null,null,null,null,null,null,null,null,null,null,null,null,null,null,null,null,null,null,null,null,null,null,null,null,null,null,null,null,null,null,null,null,null,null,null,null,null,null,null,null,null,null,null,null,null,null,null,null,null,null,null,null,null,null,null,null,null,null,null,null,null,null,null,null,null,null,null,null,null,null,null,null,null,null,null,"10_Tp_80x60x5,5","HSS",null,"10_Тп_80х60х5,5","HSS",null,null,null,null,null,null,null,null,""]
[null,null,null,null,null,null,null,null,null,null,null,null,null,null,null,null,null,null,null,null,null,null,null,null,null,null,null,null,null,null,null,null,null,null,null,null,null,null,null,null,null,null,null,null,null,null,null,null,null,null,null,null,null,null,null,null,null,null,null,null,null,null,null,null,null,null,null,null,null,null,null,null,null,null,null,"10_Tp_80x70x5,5","HSS",null,"10_Тп_80х70х5,5","HSS",null,null,null,null,null,null,null,null,""]
[null,null,null,null,null,null,null,null,null,null,null,null,null,null,null,null,null,null,null,null,null,null,null,null,null,null,null,null,null,null,null,null,null,null,null,null,null,null,null,null,null,null,null,null,null,null,null,null,null,null,null,null,null,null,null,null,null,null,null,null,null,null,null,null,null,null,null,null,null,null,null,null,null,null,null,"10_Tp_90x60x4,5","HSS",null,"10_Тп_90х60х4,5","HSS",null,null,null,null,null,null,null,null,""]
[null,null,null,null,null,null,null,null,null,null,null,null,null,null,null,null,null,null,null,null,null,null,null,null,null,null,null,null,null,null,null,null,null,null,null,null,null,null,null,null,null,null,null,null,null,null,null,null,null,null,null,null,null,null,null,null,null,null,null,null,null,null,null,null,null,null,null,null,null,null,null,null,null,null,null,"10_Tp_100x40x6,5","HSS",null,"10_Тп_100х40х6,5","HSS",null,null,null,null,null,null,null,null,""]
[null,null,null,null,null,null,null,null,null,null,null,null,null,null,null,null,null,null,null,null,null,null,null,null,null,null,null,null,null,null,null,null,null,null,null,null,null,null,null,null,null,null,null,null,null,null,null,null,null,null,null,null,null,null,null,null,null,null,null,null,null,null,null,null,null,null,null,null,null,null,null,null,null,null,null,"10_Tp_100x50x5,5","HSS",null,"10_Тп_100х50х5,5","HSS",null,null,null,null,null,null,null,null,""]
[null,null,null,null,null,null,null,null,null,null,null,null,null,null,null,null,null,null,null,null,null,null,null,null,null,null,null,null,null,null,null,null,null,null,null,null,null,null,null,null,null,null,null,null,null,null,null,null,null,null,null,null,null,null,null,null,null,null,null,null,null,null,null,null,null,null,null,null,null,null,null,null,null,null,null,"10_Tp_100x70x7,0","HSS",null,"10_Тп_100х70х7,0","HSS",null,null,null,null,null,null,null,null,""]
[null,null,null,null,null,null,null,null,null,null,null,null,null,null,null,null,null,null,null,null,null,null,null,null,null,null,null,null,null,null,null,null,null,null,null,null,null,null,null,null,null,null,null,null,null,null,null,null,null,null,null,null,null,null,null,null,null,null,null,null,null,null,null,null,null,null,null,null,null,null,null,null,null,null,null,"10_Tp_110x50x4,5","HSS",null,"10_Тп_110х50х4,5","HSS",null,null,null,null,null,null,null,null,""]
[null,null,null,null,null,null,null,null,null,null,null,null,null,null,null,null,null,null,null,null,null,null,null,null,null,null,null,null,null,null,null,null,null,null,null,null,null,null,null,null,null,null,null,null,null,null,null,null,null,null,null,null,null,null,null,null,null,null,null,null,null,null,null,null,null,null,null,null,null,null,null,null,null,null,null,"10_Tp_110x60x5,5","HSS",null,"10_Тп_110х60х5,5","HSS",null,null,null,null,null,null,null,null,""]
[null,null,null,null,null,null,null,null,null,null,null,null,null,null,null,null,null,null,null,null,null,null,null,null,null,null,null,null,null,null,null,null,null,null,null,null,null,null,null,null,null,null,null,null,null,null,null,null,null,null,null,null,null,null,null,null,null,null,null,null,null,null,null,null,null,null,null,null,null,null,null,null,null,null,null,"10_Tp_120x40x8,0","HSS",null,"10_Тп_120х40х8,0","HSS",null,null,null,null,null,null,null,null,""]
[null,null,null,null,null,null,null,null,null,null,null,null,null,null,null,null,null,null,null,null,null,null,null,null,null,null,null,null,null,null,null,null,null,null,null,null,null,null,null,null,null,null,null,null,null,null,null,null,null,null,null,null,null,null,null,null,null,null,null,null,null,null,null,null,null,null,null,null,null,null,null,null,null,null,null,"10_Tp_120x60x7,0","HSS",null,"10_Тп_120х60х7,0","HSS",null,null,null,null,null,null,null,null,""]
[null,null,null,null,null,null,null,null,null,null,null,null,null,null,null,null,null,null,null,null,null,null,null,null,null,null,null,null,null,null,null,null,null,null,null,null,null,null,null,null,null,null,null,null,null,null,null,null,null,null,null,null,null,null,null,null,null,null,null,null,null,null,null,null,null,null,null,null,null,null,null,null,null,null,null,"10_Tp_140x60x8,0","HSS",null,"10_Тп_140х60х8,0","HSS",null,null,null,null,null,null,null,null,""]
[null,null,null,null,null,null,null,null,null,null,null,null,null,null,null,null,null,null,null,null,null,null,null,null,null,null,null,null,null,null,null,null,null,null,null,null,null,null,null,null,null,null,null,null,null,null,null,null,null,null,null,null,null,null,null,null,null,null,null,null,null,null,null,null,null,null,null,null,null,null,null,null,null,null,null,"10_Tp_140x120x4,5","HSS",null,"10_Тп_140х120х4,5","HSS",null,null,null,null,null,null,null,null,""]
[null,null,null,null,null,null,null,null,null,null,null,null,null,null,null,null,null,null,null,null,null,null,null,null,null,null,null,null,null,null,null,null,null,null,null,null,null,null,null,null,null,null,null,null,null,null,null,null,null,null,null,null,null,null,null,null,null,null,null,null,null,null,null,null,null,null,null,null,null,null,null,null,null,null,null,"10_Tp_150x50x3,0","HSS",null,"10_Тп_150х50х3,0","HSS",null,null,null,null,null,null,null,null,""]
[null,null,null,null,null,null,null,null,null,null,null,null,null,null,null,null,null,null,null,null,null,null,null,null,null,null,null,null,null,null,null,null,null,null,null,null,null,null,null,null,null,null,null,null,null,null,null,null,null,null,null,null,null,null,null,null,null,null,null,null,null,null,null,null,null,null,null,null,null,null,null,null,null,null,null,"10_Tp_150x80x8,0","HSS",null,"10_Тп_150х80х8,0","HSS",null,null,null,null,null,null,null,null,""]
[null,null,null,null,null,null,null,null,null,null,null,null,null,null,null,null,null,null,null,null,null,null,null,null,null,null,null,null,null,null,null,null,null,null,null,null,null,null,null,null,null,null,null,null,null,null,null,null,null,null,null,null,null,null,null,null,null,null,null,null,null,null,null,null,null,null,null,null,null,null,null,null,null,null,null,"10_Tp_150x100x6,0","HSS",null,"10_Тп_150х100х6,0","HSS",null,null,null,null,null,null,null,null,""]
[null,null,null,null,null,null,null,null,null,null,null,null,null,null,null,null,null,null,null,null,null,null,null,null,null,null,null,null,null,null,null,null,null,null,null,null,null,null,null,null,null,null,null,null,null,null,null,null,null,null,null,null,null,null,null,null,null,null,null,null,null,null,null,null,null,null,null,null,null,null,null,null,null,null,null,"10_Tp_150x130x4,0","HSS",null,"10_Тп_150х130х4,0","HSS",null,null,null,null,null,null,null,null,""]
[null,null,null,null,null,null,null,null,null,null,null,null,null,null,null,null,null,null,null,null,null,null,null,null,null,null,null,null,null,null,null,null,null,null,null,null,null,null,null,null,null,null,null,null,null,null,null,null,null,null,null,null,null,null,null,null,null,null,null,null,null,null,null,null,null,null,null,null,null,null,null,null,null,null,null,"10_Tp_160x40x5,5","HSS",null,"10_Тп_160х40х5,5","HSS",null,null,null,null,null,null,null,null,""]
[null,null,null,null,null,null,null,null,null,null,null,null,null,null,null,null,null,null,null,null,null,null,null,null,null,null,null,null,null,null,null,null,null,null,null,null,null,null,null,null,null,null,null,null,null,null,null,null,null,null,null,null,null,null,null,null,null,null,null,null,null,null,null,null,null,null,null,null,null,null,null,null,null,null,null,"10_Tp_160x80x6,5","HSS",null,"10_Тп_160х80х6,5","HSS",null,null,null,null,null,null,null,null,""]
[null,null,null,null,null,null,null,null,null,null,null,null,null,null,null,null,null,null,null,null,null,null,null,null,null,null,null,null,null,null,null,null,null,null,null,null,null,null,null,null,null,null,null,null,null,null,null,null,null,null,null,null,null,null,null,null,null,null,null,null,null,null,null,null,null,null,null,null,null,null,null,null,null,null,null,"10_Tp_160x120x5,0","HSS",null,"10_Тп_160х120х5,0","HSS",null,null,null,null,null,null,null,null,""]
[null,null,null,null,null,null,null,null,null,null,null,null,null,null,null,null,null,null,null,null,null,null,null,null,null,null,null,null,null,null,null,null,null,null,null,null,null,null,null,null,null,null,null,null,null,null,null,null,null,null,null,null,null,null,null,null,null,null,null,null,null,null,null,null,null,null,null,null,null,null,null,null,null,null,null,"10_Tp_180x60x6,5","HSS",null,"10_Тп_180х60х6,5","HSS",null,null,null,null,null,null,null,null,""]
[null,null,null,null,null,null,null,null,null,null,null,null,null,null,null,null,null,null,null,null,null,null,null,null,null,null,null,null,null,null,null,null,null,null,null,null,null,null,null,null,null,null,null,null,null,null,null,null,null,null,null,null,null,null,null,null,null,null,null,null,null,null,null,null,null,null,null,null,null,null,null,null,null,null,null,"10_Tp_180x80x6,5","HSS",null,"10_Тп_180х80х6,5","HSS",null,null,null,null,null,null,null,null,""]
[null,null,null,null,null,null,null,null,null,null,null,null,null,null,null,null,null,null,null,null,null,null,null,null,null,null,null,null,null,null,null,null,null,null,null,null,null,null,null,null,null,null,null,null,null,null,null,null,null,null,null,null,null,null,null,null,null,null,null,null,null,null,null,null,null,null,null,null,null,null,null,null,null,null,null,"10_Tp_180x100x4,5","HSS",null,"10_Тп_180х100х4,5","HSS",null,null,null,null,null,null,null,null,""]
[null,null,null,null,null,null,null,null,null,null,null,null,null,null,null,null,null,null,null,null,null,null,null,null,null,null,null,null,null,null,null,null,null,null,null,null,null,null,null,null,null,null,null,null,null,null,null,null,null,null,null,null,null,null,null,null,null,null,null,null,null,null,null,null,null,null,null,null,null,null,null,null,null,null,null,"10_Tp_180x100x9,0","HSS",null,"10_Тп_180х100х9,0","HSS",null,null,null,null,null,null,null,null,""]
[null,null,null,null,null,null,null,null,null,null,null,null,null,null,null,null,null,null,null,null,null,null,null,null,null,null,null,null,null,null,null,null,null,null,null,null,null,null,null,null,null,null,null,null,null,null,null,null,null,null,null,null,null,null,null,null,null,null,null,null,null,null,null,null,null,null,null,null,null,null,null,null,null,null,null,"10_Tp_180x120x5,0","HSS",null,"10_Тп_180х120х5,0","HSS",null,null,null,null,null,null,null,null,""]
[null,null,null,null,null,null,null,null,null,null,null,null,null,null,null,null,null,null,null,null,null,null,null,null,null,null,null,null,null,null,null,null,null,null,null,null,null,null,null,null,null,null,null,null,null,null,null,null,null,null,null,null,null,null,null,null,null,null,null,null,null,null,null,null,null,null,null,null,null,null,null,null,null,null,null,"10_Tp_180x140x7,0","HSS",null,"10_Тп_180х140х7,0","HSS",null,null,null,null,null,null,null,null,""]
[null,null,null,null,null,null,null,null,null,null,null,null,null,null,null,null,null,null,null,null,null,null,null,null,null,null,null,null,null,null,null,null,null,null,null,null,null,null,null,null,null,null,null,null,null,null,null,null,null,null,null,null,null,null,null,null,null,null,null,null,null,null,null,null,null,null,null,null,null,null,null,null,null,null,null,"10_Tp_180x150x11,0","HSS",null,"10_Тп_180х150х11,0","HSS",null,null,null,null,null,null,null,null,""]
[null,null,null,null,null,null,null,null,null,null,null,null,null,null,null,null,null,null,null,null,null,null,null,null,null,null,null,null,null,null,null,null,null,null,null,null,null,null,null,null,null,null,null,null,null,null,null,null,null,null,null,null,null,null,null,null,null,null,null,null,null,null,null,null,null,null,null,null,null,null,null,null,null,null,null,"10_Tp_200x80x5,5","HSS",null,"10_Тп_200х80х5,5","HSS",null,null,null,null,null,null,null,null,""]
[null,null,null,null,null,null,null,null,null,null,null,null,null,null,null,null,null,null,null,null,null,null,null,null,null,null,null,null,null,null,null,null,null,null,null,null,null,null,null,null,null,null,null,null,null,null,null,null,null,null,null,null,null,null,null,null,null,null,null,null,null,null,null,null,null,null,null,null,null,null,null,null,null,null,null,"10_Tp_200x120x7,0","HSS",null,"10_Тп_200х120х7,0","HSS",null,null,null,null,null,null,null,null,""]
[null,null,null,null,null,null,null,null,null,null,null,null,null,null,null,null,null,null,null,null,null,null,null,null,null,null,null,null,null,null,null,null,null,null,null,null,null,null,null,null,null,null,null,null,null,null,null,null,null,null,null,null,null,null,null,null,null,null,null,null,null,null,null,null,null,null,null,null,null,null,null,null,null,null,null,"10_Tp_200x160x5,5","HSS",null,"10_Тп_200х160х5,5","HSS",null,null,null,null,null,null,null,null,""]
[null,null,null,null,null,null,null,null,null,null,null,null,null,null,null,null,null,null,null,null,null,null,null,null,null,null,null,null,null,null,null,null,null,null,null,null,null,null,null,null,null,null,null,null,null,null,null,null,null,null,null,null,null,null,null,null,null,null,null,null,null,null,null,null,null,null,null,null,null,null,null,null,null,null,null,"10_Tp_220x100x6,0","HSS",null,"10_Тп_220х100х6,0","HSS",null,null,null,null,null,null,null,null,""]
[null,null,null,null,null,null,null,null,null,null,null,null,null,null,null,null,null,null,null,null,null,null,null,null,null,null,null,null,null,null,null,null,null,null,null,null,null,null,null,null,null,null,null,null,null,null,null,null,null,null,null,null,null,null,null,null,null,null,null,null,null,null,null,null,null,null,null,null,null,null,null,null,null,null,null,"10_Tp_220x140x7,0","HSS",null,"10_Тп_220х140х7,0","HSS",null,null,null,null,null,null,null,null,""]
[null,null,null,null,null,null,null,null,null,null,null,null,null,null,null,null,null,null,null,null,null,null,null,null,null,null,null,null,null,null,null,null,null,null,null,null,null,null,null,null,null,null,null,null,null,null,null,null,null,null,null,null,null,null,null,null,null,null,null,null,null,null,null,null,null,null,null,null,null,null,null,null,null,null,null,"10_Tp_240x120x8,0","HSS",null,"10_Тп_240х120х8,0","HSS",null,null,null,null,null,null,null,null,""]
[null,null,null,null,null,null,null,null,null,null,null,null,null,null,null,null,null,null,null,null,null,null,null,null,null,null,null,null,null,null,null,null,null,null,null,null,null,null,null,null,null,null,null,null,null,null,null,null,null,null,null,null,null,null,null,null,null,null,null,null,null,null,null,null,null,null,null,null,null,null,null,null,null,null,null,"10_Tp_240x120x13,0","HSS",null,"10_Тп_240х120х13,0","HSS",null,null,null,null,null,null,null,null,""]
[null,null,null,null,null,null,null,null,null,null,null,null,null,null,null,null,null,null,null,null,null,null,null,null,null,null,null,null,null,null,null,null,null,null,null,null,null,null,null,null,null,null,null,null,null,null,null,null,null,null,null,null,null,null,null,null,null,null,null,null,null,null,null,null,null,null,null,null,null,null,null,null,null,null,null,"10_Tp_240x150x7,5","HSS",null,"10_Тп_240х150х7,5","HSS",null,null,null,null,null,null,null,null,""]
[null,null,null,null,null,null,null,null,null,null,null,null,null,null,null,null,null,null,null,null,null,null,null,null,null,null,null,null,null,null,null,null,null,null,null,null,null,null,null,null,null,null,null,null,null,null,null,null,null,null,null,null,null,null,null,null,null,null,null,null,null,null,null,null,null,null,null,null,null,null,null,null,null,null,null,"10_Tp_240x160x10,5","HSS",null,"10_Тп_240х160х10,5","HSS",null,null,null,null,null,null,null,null,""]
[null,null,null,null,null,null,null,null,null,null,null,null,null,null,null,null,null,null,null,null,null,null,null,null,null,null,null,null,null,null,null,null,null,null,null,null,null,null,null,null,null,null,null,null,null,null,null,null,null,null,null,null,null,null,null,null,null,null,null,null,null,null,null,null,null,null,null,null,null,null,null,null,null,null,null,"10_Tp_250x150x10,0","HSS",null,"10_Тп_250х150х10,0","HSS",null,null,null,null,null,null,null,null,""]
[null,null,null,null,null,null,null,null,null,null,null,null,null,null,null,null,null,null,null,null,null,null,null,null,null,null,null,null,null,null,null,null,null,null,null,null,null,null,null,null,null,null,null,null,null,null,null,null,null,null,null,null,null,null,null,null,null,null,null,null,null,null,null,null,null,null,null,null,null,null,null,null,null,null,null,"10_Tp_260x130x8,0","HSS",null,"10_Тп_260х130х8,0","HSS",null,null,null,null,null,null,null,null,""]
[null,null,null,null,null,null,null,null,null,null,null,null,null,null,null,null,null,null,null,null,null,null,null,null,null,null,null,null,null,null,null,null,null,null,null,null,null,null,null,null,null,null,null,null,null,null,null,null,null,null,null,null,null,null,null,null,null,null,null,null,null,null,null,null,null,null,null,null,null,null,null,null,null,null,null,"10_Tp_260x140x7,0","HSS",null,"10_Тп_260х140х7,0","HSS",null,null,null,null,null,null,null,null,""]
[null,null,null,null,null,null,null,null,null,null,null,null,null,null,null,null,null,null,null,null,null,null,null,null,null,null,null,null,null,null,null,null,null,null,null,null,null,null,null,null,null,null,null,null,null,null,null,null,null,null,null,null,null,null,null,null,null,null,null,null,null,null,null,null,null,null,null,null,null,null,null,null,null,null,null,"10_Tp_260x140x11,5","HSS",null,"10_Тп_260х140х11,5","HSS",null,null,null,null,null,null,null,null,""]
[null,null,null,null,null,null,null,null,null,null,null,null,null,null,null,null,null,null,null,null,null,null,null,null,null,null,null,null,null,null,null,null,null,null,null,null,null,null,null,null,null,null,null,null,null,null,null,null,null,null,null,null,null,null,null,null,null,null,null,null,null,null,null,null,null,null,null,null,null,null,null,null,null,null,null,"10_Tp_260x240x11,5","HSS",null,"10_Тп_260х240х11,5","HSS",null,null,null,null,null,null,null,null,""]
[null,null,null,null,null,null,null,null,null,null,null,null,null,null,null,null,null,null,null,null,null,null,null,null,null,null,null,null,null,null,null,null,null,null,null,null,null,null,null,null,null,null,null,null,null,null,null,null,null,null,null,null,null,null,null,null,null,null,null,null,null,null,null,null,null,null,null,null,null,null,null,null,null,null,null,"10_Tp_300x100x11,0","HSS",null,"10_Тп_300х100х11,0","HSS",null,null,null,null,null,null,null,null,""]
[null,null,null,null,null,null,null,null,null,null,null,null,null,null,null,null,null,null,null,null,null,null,null,null,null,null,null,null,null,null,null,null,null,null,null,null,null,null,null,null,null,null,null,null,null,null,null,null,null,null,null,null,null,null,null,null,null,null,null,null,null,null,null,null,null,null,null,null,null,null,null,null,null,null,null,"10_Tp_300x200x8,0","HSS",null,"10_Тп_300х200х8,0","HSS",null,null,null,null,null,null,null,null,""]
[null,null,null,null,null,null,null,null,null,null,null,null,null,null,null,null,null,null,null,null,null,null,null,null,null,null,null,null,null,null,null,null,null,null,null,null,null,null,null,null,null,null,null,null,null,null,null,null,null,null,null,null,null,null,null,null,null,null,null,null,null,null,null,null,null,null,null,null,null,null,null,null,null,null,null,"10_Tp_320x180x8,0","HSS",null,"10_Тп_320х180х8,0","HSS",null,null,null,null,null,null,null,null,""]
[null,null,null,null,null,null,null,null,null,null,null,null,null,null,null,null,null,null,null,null,null,null,null,null,null,null,null,null,null,null,null,null,null,null,null,null,null,null,null,null,null,null,null,null,null,null,null,null,null,null,null,null,null,null,null,null,null,null,null,null,null,null,null,null,null,null,null,null,null,null,null,null,null,null,null,"10_Tp_350x150x12,0","HSS",null,"10_Тп_350х150х12,0","HSS",null,null,null,null,null,null,null,null,""]
[null,null,null,null,null,null,null,null,null,null,null,null,null,null,null,null,null,null,null,null,null,null,null,null,null,null,null,null,null,null,null,null,null,null,null,null,null,null,null,null,null,null,null,null,null,null,null,null,null,null,null,null,null,null,null,null,null,null,null,null,null,null,null,null,null,null,null,null,null,null,null,null,null,null,null,"10_Tp_350x250x8,0","HSS",null,"10_Тп_350х250х8,0","HSS",null,null,null,null,null,null,null,null,""]
[null,null,null,null,null,null,null,null,null,null,null,null,null,null,null,null,null,null,null,null,null,null,null,null,null,null,null,null,null,null,null,null,null,null,null,null,null,null,null,null,null,null,null,null,null,null,null,null,null,null,null,null,null,null,null,null,null,null,null,null,null,null,null,null,null,null,null,null,null,null,null,null,null,null,null,"10_Tp_350x250x17,0","HSS",null,"10_Тп_350х250х17,0","HSS",null,null,null,null,null,null,null,null,""]
[null,null,null,null,null,null,null,null,null,null,null,null,null,null,null,null,null,null,null,null,null,null,null,null,null,null,null,null,null,null,null,null,null,null,null,null,null,null,null,null,null,null,null,null,null,null,null,null,null,null,null,null,null,null,null,null,null,null,null,null,null,null,null,null,null,null,null,null,null,null,null,null,null,null,null,"10_Tp_350x300x7,5","HSS",null,"10_Тп_350х300х7,5","HSS",null,null,null,null,null,null,null,null,""]
[null,null,null,null,null,null,null,null,null,null,null,null,null,null,null,null,null,null,null,null,null,null,null,null,null,null,null,null,null,null,null,null,null,null,null,null,null,null,null,null,null,null,null,null,null,null,null,null,null,null,null,null,null,null,null,null,null,null,null,null,null,null,null,null,null,null,null,null,null,null,null,null,null,null,null,"10_Tp_380x220x7,5","HSS",null,"10_Тп_380х220х7,5","HSS",null,null,null,null,null,null,null,null,""]
[null,null,null,null,null,null,null,null,null,null,null,null,null,null,null,null,null,null,null,null,null,null,null,null,null,null,null,null,null,null,null,null,null,null,null,null,null,null,null,null,null,null,null,null,null,null,null,null,null,null,null,null,null,null,null,null,null,null,null,null,null,null,null,null,null,null,null,null,null,null,null,null,null,null,null,"10_Tp_400x200x7,5","HSS",null,"10_Тп_400х200х7,5","HSS",null,null,null,null,null,null,null,null,""]
[null,null,null,null,null,null,null,null,null,null,null,null,null,null,null,null,null,null,null,null,null,null,null,null,null,null,null,null,null,null,null,null,null,null,null,null,null,null,null,null,null,null,null,null,null,null,null,null,null,null,null,null,null,null,null,null,null,null,null,null,null,null,null,null,null,null,null,null,null,null,null,null,null,null,null,"80_Tk_100x3","HSS",null,"80_Тк_100х3","HSS",null,null,null,null,null,null,null,null,""]
[null,null,null,null,null,null,null,null,null,null,null,null,null,null,null,null,null,null,null,null,null,null,null,null,null,null,null,null,null,null,null,null,null,null,null,null,null,null,null,null,null,null,null,null,null,null,null,null,null,null,null,null,null,null,null,null,null,null,null,null,null,null,null,null,null,null,null,null,null,null,null,null,null,null,null,"80_Tk_160x4","HSS",null,"80_Тк_160х4","HSS",null,null,null,null,null,null,null,null,""]
[null,null,null,null,null,null,null,null,null,null,null,null,null,null,null,null,null,null,null,null,null,null,null,null,null,null,null,null,null,null,null,null,null,null,null,null,null,null,null,null,null,null,null,null,null,null,null,null,null,null,null,null,null,null,null,null,null,null,null,null,null,null,null,null,null,null,null,null,null,null,null,null,null,null,null,"80_Tp_120x80x3","HSS",null,"80_Тп_120х80х3","HSS",null,null,null,null,null,null,null,null,""]
[null,null,null,null,null,null,null,null,null,null,null,null,null,null,null,null,null,null,null,null,null,null,null,null,null,null,null,null,null,null,null,null,null,null,null,null,null,null,null,null,null,null,null,null,null,null,null,null,null,null,null,null,null,null,null,null,null,null,null,null,null,null,null,null,null,null,null,null,null,null,null,null,null,null,null,"80_Tp_140x100x7","HSS",null,"80_Тп_140х100х7","HSS",null,null,null,null,null,null,null,null,""]
[null,null,null,null,null,null,null,null,null,null,null,null,null,null,null,null,null,null,null,null,null,null,null,null,null,null,null,null,null,null,null,null,null,null,null,null,null,null,null,null,null,null,null,null,null,null,null,null,null,null,null,null,null,null,null,null,null,null,null,null,null,null,null,null,null,null,null,null,null,null,null,null,null,null,null,"80_Tp_200x160x5","HSS",null,"80_Тп_200х160х5","HSS",null,null,null,null,null,null,null,null,""]
[null,null,null,null,null,null,null,null,null,null,null,null,null,null,null,null,null,null,null,null,null,null,null,null,null,null,null,null,null,null,null,null,null,null,null,null,null,null,null,null,null,null,null,null,null,null,null,null,null,null,null,null,null,null,null,null,null,null,null,null,null,null,null,null,null,null,null,null,null,null,null,null,null,null,null,"Tk_50x2","HSS",null,"Тк_50х2","HSS",null,null,null,null,null,null,null,null,""]
[null,null,null,null,null,null,null,null,null,null,null,null,null,null,null,null,null,null,null,null,null,null,null,null,null,null,null,null,null,null,null,null,null,null,null,null,null,null,null,null,null,null,null,null,null,null,null,null,null,null,null,null,null,null,null,null,null,null,null,null,null,null,null,null,null,null,null,null,null,null,null,null,null,null,null,"Tk_60x4","HSS",null,"Тк_60х4","HSS",null,null,null,null,null,null,null,null,""]
[null,null,null,null,null,null,null,null,null,null,null,null,null,null,null,null,null,null,null,null,null,null,null,null,null,null,null,null,null,null,null,null,null,null,null,null,null,null,null,null,null,null,null,null,null,null,null,null,null,null,null,null,null,null,null,null,null,null,null,null,null,null,null,null,null,null,null,null,null,null,null,null,null,null,null,"Tk_70x4","HSS",null,"Тк_70х4","HSS",null,null,null,null,null,null,null,null,""]
[null,null,null,null,null,null,null,null,null,null,null,null,null,null,null,null,null,null,null,null,null,null,null,null,null,null,null,null,null,null,null,null,null,null,null,null,null,null,null,null,null,null,null,null,null,null,null,null,null,null,null,null,null,null,null,null,null,null,null,null,null,null,null,null,null,null,null,null,null,null,null,null,null,null,null,"Tk_80x4","HSS",null,"Тк_80х4","HSS",null,null,null,null,null,null,null,null,""]
[null,null,null,null,null,null,null,null,null,null,null,null,null,null,null,null,null,null,null,null,null,null,null,null,null,null,null,null,null,null,null,null,null,null,null,null,null,null,null,null,null,null,null,null,null,null,null,null,null,null,null,null,null,null,null,null,null,null,null,null,null,null,null,null,null,null,null,null,null,null,null,null,null,null,null,"Tk_90x5","HSS",null,"Тк_90х5","HSS",null,null,null,null,null,null,null,null,""]
[null,null,null,null,null,null,null,null,null,null,null,null,null,null,null,null,null,null,null,null,null,null,null,null,null,null,null,null,null,null,null,null,null,null,null,null,null,null,null,null,null,null,null,null,null,null,null,null,null,null,null,null,null,null,null,null,null,null,null,null,null,null,null,null,null,null,null,null,null,null,null,null,null,null,null,"Tk_120x4,5","HSS",null,"Тк_120х4,5","HSS",null,null,null,null,null,null,null,null,""]
[null,null,null,null,null,null,null,null,null,null,null,null,null,null,null,null,null,null,null,null,null,null,null,null,null,null,null,null,null,null,null,null,null,null,null,null,null,null,null,null,null,null,null,null,null,null,null,null,null,null,null,null,null,null,null,null,null,null,null,null,null,null,null,null,null,null,null,null,null,null,null,null,null,null,null,"Tk_120x5","HSS",null,"Тк_120х5","HSS",null,null,null,null,null,null,null,null,""]
[null,null,null,null,null,null,null,null,null,null,null,null,null,null,null,null,null,null,null,null,null,null,null,null,null,null,null,null,null,null,null,null,null,null,null,null,null,null,null,null,null,null,null,null,null,null,null,null,null,null,null,null,null,null,null,null,null,null,null,null,null,null,null,null,null,null,null,null,null,null,null,null,null,null,null,"Tk_150x6,5","HSS",null,"Тк_150х6,5","HSS",null,null,null,null,null,null,null,null,""]
[null,null,null,null,null,null,null,null,null,null,null,null,null,null,null,null,null,null,null,null,null,null,null,null,null,null,null,null,null,null,null,null,null,null,null,null,null,null,null,null,null,null,null,null,null,null,null,null,null,null,null,null,null,null,null,null,null,null,null,null,null,null,null,null,null,null,null,null,null,null,null,null,null,null,null,"Tk_160x6,5","HSS",null,"Тк_160х6,5","HSS",null,null,null,null,null,null,null,null,""]
[null,null,null,null,null,null,null,null,null,null,null,null,null,null,null,null,null,null,null,null,null,null,null,null,null,null,null,null,null,null,null,null,null,null,null,null,null,null,null,null,null,null,null,null,null,null,null,null,null,null,null,null,null,null,null,null,null,null,null,null,null,null,null,null,null,null,null,null,null,null,null,null,null,null,null,"Tk_180x7","HSS",null,"Тк_180х7","HSS",null,null,null,null,null,null,null,null,""]
[null,null,null,null,null,null,null,null,null,null,null,null,null,null,null,null,null,null,null,null,null,null,null,null,null,null,null,null,null,null,null,null,null,null,null,null,null,null,null,null,null,null,null,null,null,null,null,null,null,null,null,null,null,null,null,null,null,null,null,null,null,null,null,null,null,null,null,null,null,null,null,null,null,null,null,"Tk_180x14,5","HSS",null,"Тк_180х14,5","HSS",null,null,null,null,null,null,null,null,""]
[null,null,null,null,null,null,null,null,null,null,null,null,null,null,null,null,null,null,null,null,null,null,null,null,null,null,null,null,null,null,null,null,null,null,null,null,null,null,null,null,null,null,null,null,null,null,null,null,null,null,null,null,null,null,null,null,null,null,null,null,null,null,null,null,null,null,null,null,null,null,null,null,null,null,null,"Tk_200x9,5","HSS",null,"Тк_200х9,5","HSS",null,null,null,null,null,null,null,null,""]
[null,null,null,null,null,null,null,null,null,null,null,null,null,null,null,null,null,null,null,null,null,null,null,null,null,null,null,null,null,null,null,null,null,null,null,null,null,null,null,null,null,null,null,null,null,null,null,null,null,null,null,null,null,null,null,null,null,null,null,null,null,null,null,null,null,null,null,null,null,null,null,null,null,null,null,"Tk_250x7,5","HSS",null,"Тк_250х7,5","HSS",null,null,null,null,null,null,null,null,""]
[null,null,null,null,null,null,null,null,null,null,null,null,null,null,null,null,null,null,null,null,null,null,null,null,null,null,null,null,null,null,null,null,null,null,null,null,null,null,null,null,null,null,null,null,null,null,null,null,null,null,null,null,null,null,null,null,null,null,null,null,null,null,null,null,null,null,null,null,null,null,null,null,null,null,null,"Tk_300x11,5","HSS",null,"Тк_300х11,5","HSS",null,null,null,null,null,null,null,null,""]
[null,null,null,null,null,null,null,null,null,null,null,null,null,null,null,null,null,null,null,null,null,null,null,null,null,null,null,null,null,null,null,null,null,null,null,null,null,null,null,null,null,null,null,null,null,null,null,null,null,null,null,null,null,null,null,null,null,null,null,null,null,null,null,null,null,null,null,null,null,null,null,null,null,null,null,"Tk_300x12","HSS",null,"Тк_300х12","HSS",null,null,null,null,null,null,null,null,""]
[null,null,null,null,null,null,null,null,null,null,null,null,null,null,null,null,null,null,null,null,null,null,null,null,null,null,null,null,null,null,null,null,null,null,null,null,null,null,null,null,null,null,null,null,null,null,null,null,null,null,null,null,null,null,null,null,null,null,null,null,null,null,null,null,null,null,null,null,null,null,null,null,null,null,null,"Tk_350x7,5","HSS",null,"Тк_350х7,5","HSS",null,null,null,null,null,null,null,null,""]
[null,null,null,null,null,null,null,null,null,null,null,null,null,null,null,null,null,null,null,null,null,null,null,null,null,null,null,null,null,null,null,null,null,null,null,null,null,null,null,null,null,null,null,null,null,null,null,null,null,null,null,null,null,null,null,null,null,null,null,null,null,null,null,null,null,null,null,null,null,null,null,null,null,null,null,"Tk_350x12","HSS",null,"Тк_350х12","HSS",null,null,null,null,null,null,null,null,""]
[null,null,null,null,null,null,null,null,null,null,null,null,null,null,null,null,null,null,null,null,null,null,null,null,null,null,null,null,null,null,null,null,null,null,null,null,null,null,null,null,null,null,null,null,null,null,null,null,null,null,null,null,null,null,null,null,null,null,null,null,null,null,null,null,null,null,null,null,null,null,null,null,null,null,null,"Tk_350x19","HSS",null,"Тк_350х19","HSS",null,null,null,null,null,null,null,null,""]
[null,null,null,null,null,null,null,null,null,null,null,null,null,null,null,null,null,null,null,null,null,null,null,null,null,null,null,null,null,null,null,null,null,null,null,null,null,null,null,null,null,null,null,null,null,null,null,null,null,null,null,null,null,null,null,null,null,null,null,null,null,null,null,null,null,null,null,null,null,null,null,null,null,null,null,"Tk_400x9,5","HSS",null,"Тк_400х9,5","HSS",null,null,null,null,null,null,null,null,""]
[null,null,null,null,null,null,null,null,null,null,null,null,null,null,null,null,null,null,null,null,null,null,null,null,null,null,null,null,null,null,null,null,null,null,null,null,null,null,null,null,null,null,null,null,null,null,null,null,null,null,null,null,null,null,null,null,null,null,null,null,null,null,null,null,null,null,null,null,null,null,null,null,null,null,null,"Tk_400x16","HSS",null,"Тк_400х16","HSS",null,null,null,null,null,null,null,null,""]
[null,null,null,null,null,null,null,null,null,null,null,null,null,null,null,null,null,null,null,null,null,null,null,null,null,null,null,null,null,null,null,null,null,null,null,null,null,null,null,null,null,null,null,null,null,null,null,null,null,null,null,null,null,null,null,null,null,null,null,null,null,null,null,null,null,null,null,null,null,null,null,null,null,null,null,"Tk_400x22","HSS",null,"Тк_400х22","HSS",null,null,null,null,null,null,null,null,""]
[null,null,null,null,null,null,null,null,null,null,null,null,null,null,null,null,null,null,null,null,null,null,null,null,null,null,null,null,null,null,null,null,null,null,null,null,null,null,null,null,null,null,null,null,null,null,null,null,null,null,null,null,null,null,null,null,null,null,null,null,null,null,null,null,null,null,null,null,null,null,null,null,null,null,null,"Tk_450x14","HSS",null,"Тк_450х14","HSS",null,null,null,null,null,null,null,null,""]
[null,null,null,null,null,null,null,null,null,null,null,null,null,null,null,null,null,null,null,null,null,null,null,null,null,null,null,null,null,null,null,null,null,null,null,null,null,null,null,null,null,null,null,null,null,null,null,null,null,null,null,null,null,null,null,null,null,null,null,null,null,null,null,null,null,null,null,null,null,null,null,null,null,null,null,"Tk_450x18","HSS",null,"Тк_450х18","HSS",null,null,null,null,null,null,null,null,""]
[null,null,null,null,null,null,null,null,null,null,null,null,null,null,null,null,null,null,null,null,null,null,null,null,null,null,null,null,null,null,null,null,null,null,null,null,null,null,null,null,null,null,null,null,null,null,null,null,null,null,null,null,null,null,null,null,null,null,null,null,null,null,null,null,null,null,null,null,null,null,null,null,null,null,null,"Tk_500x15,5","HSS",null,"Тк_500х15,5","HSS",null,null,null,null,null,null,null,null,""]
[null,null,null,null,null,null,null,null,null,null,null,null,null,null,null,null,null,null,null,null,null,null,null,null,null,null,null,null,null,null,null,null,null,null,null,null,null,null,null,null,null,null,null,null,null,null,null,null,null,null,null,null,null,null,null,null,null,null,null,null,null,null,null,null,null,null,null,null,null,null,null,null,null,null,null,"Tk_500x21","HSS",null,"Тк_500х21","HSS",null,null,null,null,null,null,null,null,""]
[null,null,null,null,null,null,null,null,null,null,null,null,null,null,null,null,null,null,null,null,null,null,null,null,null,null,null,null,null,null,null,null,null,null,null,null,null,null,null,null,null,null,null,null,null,null,null,null,null,null,null,null,null,null,null,null,null,null,null,null,null,null,null,null,null,null,null,null,null,null,null,null,null,null,null,"Tp_50x40x2","HSS",null,"Тп_50х40х2","HSS",null,null,null,null,null,null,null,null,""]
[null,null,null,null,null,null,null,null,null,null,null,null,null,null,null,null,null,null,null,null,null,null,null,null,null,null,null,null,null,null,null,null,null,null,null,null,null,null,null,null,null,null,null,null,null,null,null,null,null,null,null,null,null,null,null,null,null,null,null,null,null,null,null,null,null,null,null,null,null,null,null,null,null,null,null,"Tp_60x30x3","HSS",null,"Тп_60х30х3","HSS",null,null,null,null,null,null,null,null,""]
[null,null,null,null,null,null,null,null,null,null,null,null,null,null,null,null,null,null,null,null,null,null,null,null,null,null,null,null,null,null,null,null,null,null,null,null,null,null,null,null,null,null,null,null,null,null,null,null,null,null,null,null,null,null,null,null,null,null,null,null,null,null,null,null,null,null,null,null,null,null,null,null,null,null,null,"Tp_60x40x5","HSS",null,"Тп_60х40х5","HSS",null,null,null,null,null,null,null,null,""]
[null,null,null,null,null,null,null,null,null,null,null,null,null,null,null,null,null,null,null,null,null,null,null,null,null,null,null,null,null,null,null,null,null,null,null,null,null,null,null,null,null,null,null,null,null,null,null,null,null,null,null,null,null,null,null,null,null,null,null,null,null,null,null,null,null,null,null,null,null,null,null,null,null,null,null,"Tp_70x50x5","HSS",null,"Тп_70х50х5","HSS",null,null,null,null,null,null,null,null,""]
[null,null,null,null,null,null,null,null,null,null,null,null,null,null,null,null,null,null,null,null,null,null,null,null,null,null,null,null,null,null,null,null,null,null,null,null,null,null,null,null,null,null,null,null,null,null,null,null,null,null,null,null,null,null,null,null,null,null,null,null,null,null,null,null,null,null,null,null,null,null,null,null,null,null,null,"Tp_80x60x6,5","HSS",null,"Тп_80х60х6,5","HSS",null,null,null,null,null,null,null,null,""]
[null,null,null,null,null,null,null,null,null,null,null,null,null,null,null,null,null,null,null,null,null,null,null,null,null,null,null,null,null,null,null,null,null,null,null,null,null,null,null,null,null,null,null,null,null,null,null,null,null,null,null,null,null,null,null,null,null,null,null,null,null,null,null,null,null,null,null,null,null,null,null,null,null,null,null,"Tp_80x60x7","HSS",null,"Тп_80х60х7","HSS",null,null,null,null,null,null,null,null,""]
[null,null,null,null,null,null,null,null,null,null,null,null,null,null,null,null,null,null,null,null,null,null,null,null,null,null,null,null,null,null,null,null,null,null,null,null,null,null,null,null,null,null,null,null,null,null,null,null,null,null,null,null,null,null,null,null,null,null,null,null,null,null,null,null,null,null,null,null,null,null,null,null,null,null,null,"Tp_90x60x4","HSS",null,"Тп_90х60х4","HSS",null,null,null,null,null,null,null,null,""]
[null,null,null,null,null,null,null,null,null,null,null,null,null,null,null,null,null,null,null,null,null,null,null,null,null,null,null,null,null,null,null,null,null,null,null,null,null,null,null,null,null,null,null,null,null,null,null,null,null,null,null,null,null,null,null,null,null,null,null,null,null,null,null,null,null,null,null,null,null,null,null,null,null,null,null,"Tp_100x40x6,5","HSS",null,"Тп_100х40х6,5","HSS",null,null,null,null,null,null,null,null,""]
[null,null,null,null,null,null,null,null,null,null,null,null,null,null,null,null,null,null,null,null,null,null,null,null,null,null,null,null,null,null,null,null,null,null,null,null,null,null,null,null,null,null,null,null,null,null,null,null,null,null,null,null,null,null,null,null,null,null,null,null,null,null,null,null,null,null,null,null,null,null,null,null,null,null,null,"Tp_100x50x5","HSS",null,"Тп_100х50х5","HSS",null,null,null,null,null,null,null,null,""]
[null,null,null,null,null,null,null,null,null,null,null,null,null,null,null,null,null,null,null,null,null,null,null,null,null,null,null,null,null,null,null,null,null,null,null,null,null,null,null,null,null,null,null,null,null,null,null,null,null,null,null,null,null,null,null,null,null,null,null,null,null,null,null,null,null,null,null,null,null,null,null,null,null,null,null,"Tp_100x60x7","HSS",null,"Тп_100х60х7","HSS",null,null,null,null,null,null,null,null,""]
[null,null,null,null,null,null,null,null,null,null,null,null,null,null,null,null,null,null,null,null,null,null,null,null,null,null,null,null,null,null,null,null,null,null,null,null,null,null,null,null,null,null,null,null,null,null,null,null,null,null,null,null,null,null,null,null,null,null,null,null,null,null,null,null,null,null,null,null,null,null,null,null,null,null,null,"Tp_120x60x4,5","HSS",null,"Тп_120х60х4,5","HSS",null,null,null,null,null,null,null,null,""]
[null,null,null,null,null,null,null,null,null,null,null,null,null,null,null,null,null,null,null,null,null,null,null,null,null,null,null,null,null,null,null,null,null,null,null,null,null,null,null,null,null,null,null,null,null,null,null,null,null,null,null,null,null,null,null,null,null,null,null,null,null,null,null,null,null,null,null,null,null,null,null,null,null,null,null,"Tp_120x80x4,5","HSS",null,"Тп_120х80х4,5","HSS",null,null,null,null,null,null,null,null,""]
[null,null,null,null,null,null,null,null,null,null,null,null,null,null,null,null,null,null,null,null,null,null,null,null,null,null,null,null,null,null,null,null,null,null,null,null,null,null,null,null,null,null,null,null,null,null,null,null,null,null,null,null,null,null,null,null,null,null,null,null,null,null,null,null,null,null,null,null,null,null,null,null,null,null,null,"Tp_140x100x7","HSS",null,"Тп_140х100х7","HSS",null,null,null,null,null,null,null,null,""]
[null,null,null,null,null,null,null,null,null,null,null,null,null,null,null,null,null,null,null,null,null,null,null,null,null,null,null,null,null,null,null,null,null,null,null,null,null,null,null,null,null,null,null,null,null,null,null,null,null,null,null,null,null,null,null,null,null,null,null,null,null,null,null,null,null,null,null,null,null,null,null,null,null,null,null,"Tp_140x110x4","HSS",null,"Тп_140х110х4","HSS",null,null,null,null,null,null,null,null,""]
[null,null,null,null,null,null,null,null,null,null,null,null,null,null,null,null,null,null,null,null,null,null,null,null,null,null,null,null,null,null,null,null,null,null,null,null,null,null,null,null,null,null,null,null,null,null,null,null,null,null,null,null,null,null,null,null,null,null,null,null,null,null,null,null,null,null,null,null,null,null,null,null,null,null,null,"Tp_150x50x5,5","HSS",null,"Тп_150х50х5,5","HSS",null,null,null,null,null,null,null,null,""]
[null,null,null,null,null,null,null,null,null,null,null,null,null,null,null,null,null,null,null,null,null,null,null,null,null,null,null,null,null,null,null,null,null,null,null,null,null,null,null,null,null,null,null,null,null,null,null,null,null,null,null,null,null,null,null,null,null,null,null,null,null,null,null,null,null,null,null,null,null,null,null,null,null,null,null,"Tp_150x130x5","HSS",null,"Тп_150х130х5","HSS",null,null,null,null,null,null,null,null,""]
[null,null,null,null,null,null,null,null,null,null,null,null,null,null,null,null,null,null,null,null,null,null,null,null,null,null,null,null,null,null,null,null,null,null,null,null,null,null,null,null,null,null,null,null,null,null,null,null,null,null,null,null,null,null,null,null,null,null,null,null,null,null,null,null,null,null,null,null,null,null,null,null,null,null,null,"Tp_160x40x4","HSS",null,"Тп_160х40х4","HSS",null,null,null,null,null,null,null,null,""]
[null,null,null,null,null,null,null,null,null,null,null,null,null,null,null,null,null,null,null,null,null,null,null,null,null,null,null,null,null,null,null,null,null,null,null,null,null,null,null,null,null,null,null,null,null,null,null,null,null,null,null,null,null,null,null,null,null,null,null,null,null,null,null,null,null,null,null,null,null,null,null,null,null,null,null,"Tp_160x80x5","HSS",null,"Тп_160х80х5","HSS",null,null,null,null,null,null,null,null,""]
[null,null,null,null,null,null,null,null,null,null,null,null,null,null,null,null,null,null,null,null,null,null,null,null,null,null,null,null,null,null,null,null,null,null,null,null,null,null,null,null,null,null,null,null,null,null,null,null,null,null,null,null,null,null,null,null,null,null,null,null,null,null,null,null,null,null,null,null,null,null,null,null,null,null,null,"Tp_160x100x8","HSS",null,"Тп_160х100х8","HSS",null,null,null,null,null,null,null,null,""]
[null,null,null,null,null,null,null,null,null,null,null,null,null,null,null,null,null,null,null,null,null,null,null,null,null,null,null,null,null,null,null,null,null,null,null,null,null,null,null,null,null,null,null,null,null,null,null,null,null,null,null,null,null,null,null,null,null,null,null,null,null,null,null,null,null,null,null,null,null,null,null,null,null,null,null,"Tp_160x120x8","HSS",null,"Тп_160х120х8","HSS",null,null,null,null,null,null,null,null,""]
[null,null,null,null,null,null,null,null,null,null,null,null,null,null,null,null,null,null,null,null,null,null,null,null,null,null,null,null,null,null,null,null,null,null,null,null,null,null,null,null,null,null,null,null,null,null,null,null,null,null,null,null,null,null,null,null,null,null,null,null,null,null,null,null,null,null,null,null,null,null,null,null,null,null,null,"Tp_180x60x7,5","HSS",null,"Тп_180х60х7,5","HSS",null,null,null,null,null,null,null,null,""]
[null,null,null,null,null,null,null,null,null,null,null,null,null,null,null,null,null,null,null,null,null,null,null,null,null,null,null,null,null,null,null,null,null,null,null,null,null,null,null,null,null,null,null,null,null,null,null,null,null,null,null,null,null,null,null,null,null,null,null,null,null,null,null,null,null,null,null,null,null,null,null,null,null,null,null,"Tp_180x80x6","HSS",null,"Тп_180х80х6","HSS",null,null,null,null,null,null,null,null,""]
[null,null,null,null,null,null,null,null,null,null,null,null,null,null,null,null,null,null,null,null,null,null,null,null,null,null,null,null,null,null,null,null,null,null,null,null,null,null,null,null,null,null,null,null,null,null,null,null,null,null,null,null,null,null,null,null,null,null,null,null,null,null,null,null,null,null,null,null,null,null,null,null,null,null,null,"Tp_180x120x7,5","HSS",null,"Тп_180х120х7,5","HSS",null,null,null,null,null,null,null,null,{"$f":"IF(OFFSET(A2435,0,($CJ$2-1)*3)=0,\"\",OFFSET(A2435,0,($CJ$2-1)*3))","v":""}]
[null,null,null,null,null,null,null,null,null,null,null,null,null,null,null,null,null,null,null,null,null,null,null,null,null,null,null,null,null,null,null,null,null,null,null,null,null,null,null,null,null,null,null,null,null,null,null,null,null,null,null,null,null,null,null,null,null,null,null,null,null,null,null,null,null,null,null,null,null,null,null,null,null,null,null,"Tp_200x40x5","HSS",null,"Тп_200х40х5","HSS",null,null,null,null,null,null,null,null,""]
[null,null,null,null,null,null,null,null,null,null,null,null,null,null,null,null,null,null,null,null,null,null,null,null,null,null,null,null,null,null,null,null,null,null,null,null,null,null,null,null,null,null,null,null,null,null,null,null,null,null,null,null,null,null,null,null,null,null,null,null,null,null,null,null,null,null,null,null,null,null,null,null,null,null,null,"Tp_200x80x6","HSS",null,"Тп_200х80х6","HSS",null,null,null,null,null,null,null,null,""]
[null,null,null,null,null,null,null,null,null,null,null,null,null,null,null,null,null,null,null,null,null,null,null,null,null,null,null,null,null,null,null,null,null,null,null,null,null,null,null,null,null,null,null,null,null,null,null,null,null,null,null,null,null,null,null,null,null,null,null,null,null,null,null,null,null,null,null,null,null,null,null,null,null,null,null,"Tp_200x100x6","HSS",null,"Тп_200х100х6","HSS",null,null,null,null,null,null,null,null,""]
[null,null,null,null,null,null,null,null,null,null,null,null,null,null,null,null,null,null,null,null,null,null,null,null,null,null,null,null,null,null,null,null,null,null,null,null,null,null,null,null,null,null,null,null,null,null,null,null,null,null,null,null,null,null,null,null,null,null,null,null,null,null,null,null,null,null,null,null,null,null,null,null,null,null,null,"Tp_200x120x8","HSS",null,"Тп_200х120х8","HSS",null,null,null,null,null,null,null,null,""]
[null,null,null,null,null,null,null,null,null,null,null,null,null,null,null,null,null,null,null,null,null,null,null,null,null,null,null,null,null,null,null,null,null,null,null,null,null,null,null,null,null,null,null,null,null,null,null,null,null,null,null,null,null,null,null,null,null,null,null,null,null,null,null,null,null,null,null,null,null,null,null,null,null,null,null,"Tp_200x160x6,5","HSS",null,"Тп_200х160х6,5","HSS",null,null,null,null,null,null,null,null,""]
[null,null,null,null,null,null,null,null,null,null,null,null,null,null,null,null,null,null,null,null,null,null,null,null,null,null,null,null,null,null,null,null,null,null,null,null,null,null,null,null,null,null,null,null,null,null,null,null,null,null,null,null,null,null,null,null,null,null,null,null,null,null,null,null,null,null,null,null,null,null,null,null,null,null,null,"Tp_200x160x13","HSS",null,"Тп_200х160х13","HSS",null,null,null,null,null,null,null,null,""]
[null,null,null,null,null,null,null,null,null,null,null,null,null,null,null,null,null,null,null,null,null,null,null,null,null,null,null,null,null,null,null,null,null,null,null,null,null,null,null,null,null,null,null,null,null,null,null,null,null,null,null,null,null,null,null,null,null,null,null,null,null,null,null,null,null,null,null,null,null,null,null,null,null,null,null,"Tp_220x100x5","HSS",null,"Тп_220х100х5","HSS",null,null,null,null,null,null,null,null,""]
[null,null,null,null,null,null,null,null,null,null,null,null,null,null,null,null,null,null,null,null,null,null,null,null,null,null,null,null,null,null,null,null,null,null,null,null,null,null,null,null,null,null,null,null,null,null,null,null,null,null,null,null,null,null,null,null,null,null,null,null,null,null,null,null,null,null,null,null,null,null,null,null,null,null,null,"Tp_220x140x12","HSS",null,"Тп_220х140х12","HSS",null,null,null,null,null,null,null,null,""]
[null,null,null,null,null,null,null,null,null,null,null,null,null,null,null,null,null,null,null,null,null,null,null,null,null,null,null,null,null,null,null,null,null,null,null,null,null,null,null,null,null,null,null,null,null,null,null,null,null,null,null,null,null,null,null,null,null,null,null,null,null,null,null,null,null,null,null,null,null,null,null,null,null,null,null,"Tp_240x120x10,5","HSS",null,"Тп_240х120х10,5","HSS",null,null,null,null,null,null,null,null,""]
[null,null,null,null,null,null,null,null,null,null,null,null,null,null,null,null,null,null,null,null,null,null,null,null,null,null,null,null,null,null,null,null,null,null,null,null,null,null,null,null,null,null,null,null,null,null,null,null,null,null,null,null,null,null,null,null,null,null,null,null,null,null,null,null,null,null,null,null,null,null,null,null,null,null,null,"Tp_240x120x14,5","HSS",null,"Тп_240х120х14,5","HSS",null,null,null,null,null,null,null,null,""]
[null,null,null,null,null,null,null,null,null,null,null,null,null,null,null,null,null,null,null,null,null,null,null,null,null,null,null,null,null,null,null,null,null,null,null,null,null,null,null,null,null,null,null,null,null,null,null,null,null,null,null,null,null,null,null,null,null,null,null,null,null,null,null,null,null,null,null,null,null,null,null,null,null,null,null,"Tp_240x160x5","HSS",null,"Тп_240х160х5","HSS",null,null,null,null,null,null,null,null,{"$f":"IF(OFFSET(A2563,0,($CJ$2-1)*3)=0,\"\",OFFSET(A2563,0,($CJ$2-1)*3))","v":""}]
[null,null,null,null,null,null,null,null,null,null,null,null,null,null,null,null,null,null,null,null,null,null,null,null,null,null,null,null,null,null,null,null,null,null,null,null,null,null,null,null,null,null,null,null,null,null,null,null,null,null,null,null,null,null,null,null,null,null,null,null,null,null,null,null,null,null,null,null,null,null,null,null,null,null,null,"Tp_240x160x11,5","HSS",null,"Тп_240х160х11,5","HSS",null,null,null,null,null,null,null,null,""]
[null,null,null,null,null,null,null,null,null,null,null,null,null,null,null,null,null,null,null,null,null,null,null,null,null,null,null,null,null,null,null,null,null,null,null,null,null,null,null,null,null,null,null,null,null,null,null,null,null,null,null,null,null,null,null,null,null,null,null,null,null,null,null,null,null,null,null,null,null,null,null,null,null,null,null,"Tp_250x150x5","HSS",null,"Тп_250х150х5","HSS",null,null,null,null,null,null,null,null,""]
[null,null,null,null,null,null,null,null,null,null,null,null,null,null,null,null,null,null,null,null,null,null,null,null,null,null,null,null,null,null,null,null,null,null,null,null,null,null,null,null,null,null,null,null,null,null,null,null,null,null,null,null,null,null,null,null,null,null,null,null,null,null,null,null,null,null,null,null,null,null,null,null,null,null,null,"Tp_250x150x11,5","HSS",null,"Тп_250х150х11,5","HSS",null,null,null,null,null,null,null,null,""]
[null,null,null,null,null,null,null,null,null,null,null,null,null,null,null,null,null,null,null,null,null,null,null,null,null,null,null,null,null,null,null,null,null,null,null,null,null,null,null,null,null,null,null,null,null,null,null,null,null,null,null,null,null,null,null,null,null,null,null,null,null,null,null,null,null,null,null,null,null,null,null,null,null,null,null,"Tp_260x130x9,5","HSS",null,"Тп_260х130х9,5","HSS",null,null,null,null,null,null,null,null,""]
[null,null,null,null,null,null,null,null,null,null,null,null,null,null,null,null,null,null,null,null,null,null,null,null,null,null,null,null,null,null,null,null,null,null,null,null,null,null,null,null,null,null,null,null,null,null,null,null,null,null,null,null,null,null,null,null,null,null,null,null,null,null,null,null,null,null,null,null,null,null,null,null,null,null,null,"Tp_260x240x6","HSS",null,"Тп_260х240х6","HSS",null,null,null,null,null,null,null,null,""]
[null,null,null,null,null,null,null,null,null,null,null,null,null,null,null,null,null,null,null,null,null,null,null,null,null,null,null,null,null,null,null,null,null,null,null,null,null,null,null,null,null,null,null,null,null,null,null,null,null,null,null,null,null,null,null,null,null,null,null,null,null,null,null,null,null,null,null,null,null,null,null,null,null,null,null,"Tp_300x100x6","HSS",null,"Тп_300х100х6","HSS",null,null,null,null,null,null,null,null,""]
[null,null,null,null,null,null,null,null,null,null,null,null,null,null,null,null,null,null,null,null,null,null,null,null,null,null,null,null,null,null,null,null,null,null,null,null,null,null,null,null,null,null,null,null,null,null,null,null,null,null,null,null,null,null,null,null,null,null,null,null,null,null,null,null,null,null,null,null,null,null,null,null,null,null,null,"Tp_300x100x10,5","HSS",null,"Тп_300х100х10,5","HSS",null,null,null,null,null,null,null,null,""]
[null,null,null,null,null,null,null,null,null,null,null,null,null,null,null,null,null,null,null,null,null,null,null,null,null,null,null,null,null,null,null,null,null,null,null,null,null,null,null,null,null,null,null,null,null,null,null,null,null,null,null,null,null,null,null,null,null,null,null,null,null,null,null,null,null,null,null,null,null,null,null,null,null,null,null,"Tp_300x200x10,5","HSS",null,"Тп_300х200х10,5","HSS",null,null,null,null,null,null,null,null,""]
[null,null,null,null,null,null,null,null,null,null,null,null,null,null,null,null,null,null,null,null,null,null,null,null,null,null,null,null,null,null,null,null,null,null,null,null,null,null,null,null,null,null,null,null,null,null,null,null,null,null,null,null,null,null,null,null,null,null,null,null,null,null,null,null,null,null,null,null,null,null,null,null,null,null,null,"Tp_320x180x8,5","HSS",null,"Тп_320х180х8,5","HSS",null,null,null,null,null,null,null,null,""]
[null,null,null,null,null,null,null,null,null,null,null,null,null,null,null,null,null,null,null,null,null,null,null,null,null,null,null,null,null,null,null,null,null,null,null,null,null,null,null,null,null,null,null,null,null,null,null,null,null,null,null,null,null,null,null,null,null,null,null,null,null,null,null,null,null,null,null,null,null,null,null,null,null,null,null,"Tp_350x250x14","HSS",null,"Тп_350х250х14","HSS",null,null,null,null,null,null,null,null,""]
[null,null,null,null,null,null,null,null,null,null,null,null,null,null,null,null,null,null,null,null,null,null,null,null,null,null,null,null,null,null,null,null,null,null,null,null,null,null,null,null,null,null,null,null,null,null,null,null,null,null,null,null,null,null,null,null,null,null,null,null,null,null,null,null,null,null,null,null,null,null,null,null,null,null,null,"Tp_350x300x7,5","HSS",null,"Тп_350х300х7,5","HSS",null,null,null,null,null,null,null,null,""]
[null,null,null,null,null,null,null,null,null,null,null,null,null,null,null,null,null,null,null,null,null,null,null,null,null,null,null,null,null,null,null,null,null,null,null,null,null,null,null,null,null,null,null,null,null,null,null,null,null,null,null,null,null,null,null,null,null,null,null,null,null,null,null,null,null,null,null,null,null,null,null,null,null,null,null,"Tp_350x300x11,5","HSS",null,"Тп_350х300х11,5","HSS",null,null,null,null,null,null,null,null,""]
[null,null,null,null,null,null,null,null,null,null,null,null,null,null,null,null,null,null,null,null,null,null,null,null,null,null,null,null,null,null,null,null,null,null,null,null,null,null,null,null,null,null,null,null,null,null,null,null,null,null,null,null,null,null,null,null,null,null,null,null,null,null,null,null,null,null,null,null,null,null,null,null,null,null,null,"Tp_400x300x6,5","HSS",null,"Тп_400х300х6,5","HSS",null,null,null,null,null,null,null,null,""]
[null,null,null,null,null,null,null,null,null,null,null,null,null,null,null,null,null,null,null,null,null,null,null,null,null,null,null,null,null,null,null,null,null,null,null,null,null,null,null,null,null,null,null,null,null,null,null,null,null,null,null,null,null,null,null,null,null,null,null,null,null,null,null,null,null,null,null,null,null,null,null,null,null,null,null,"Tp_400x300x13","HSS",null,"Тп_400х300х13","HSS",null,null,null,null,null,null,null,null,""]
[null,null,null,null,null,null,null,null,null,null,null,null,null,null,null,null,null,null,null,null,null,null,null,null,null,null,null,null,null,null,null,null,null,null,null,null,null,null,null,null,null,null,null,null,null,null,null,null,null,null,null,null,null,null,null,null,null,null,null,null,null,null,null,null,null,null,null,null,null,null,null,null,null,null,null,"Tp_400x300x17,5","HSS",null,"Тп_400х300х17,5","HSS",null,null,null,null,null,null,null,null,""]
[null,null,null,null,null,null,null,null,null,null,null,null,null,null,null,null,null,null,null,null,null,null,null,null,null,null,null,null,null,null,null,null,null,null,null,null,null,null,null,null,null,null,null,null,null,null,null,null,null,null,null,null,null,null,null,null,null,null,null,null,null,null,null,null,null,null,null,null,null,null,null,null,null,null,null,"Tp_400x350x10","HSS",null,"Тп_400х350х10","HSS",null,null,null,null,null,null,null,null,""]
[null,null,null,null,null,null,null,null,null,null,null,null,null,null,null,null,null,null,null,null,null,null,null,null,null,null,null,null,null,null,null,null,null,null,null,null,null,null,null,null,null,null,null,null,null,null,null,null,null,null,null,null,null,null,null,null,null,null,null,null,null,null,null,null,null,null,null,null,null,null,null,null,null,null,null,"Tp_400x350x14,5","HSS",null,"Тп_400х350х14,5","HSS",null,null,null,null,null,null,null,null,""]
[null,null,null,null,null,null,null,null,null,null,null,null,null,null,null,null,null,null,null,null,null,null,null,null,null,null,null,null,null,null,null,null,null,null,null,null,null,null,null,null,null,null,null,null,null,null,null,null,null,null,null,null,null,null,null,null,null,null,null,null,null,null,null,null,null,null,null,null,null,null,null,null,null,null,null,"Tp_400x350x19","HSS",null,"Тп_400х350х19","HSS",null,null,null,null,null,null,null,null,""]
[null,null,null,null,null,null,null,null,null,null,null,null,null,null,null,null,null,null,null,null,null,null,null,null,null,null,null,null,null,null,null,null,null,null,null,null,null,null,null,null,null,null,null,null,null,null,null,null,null,null,null,null,null,null,null,null,null,null,null,null,null,null,null,null,null,null,null,null,null,null,null,null,null,null,null,"93_Db_20B1","W",null,"93_Дб_20Б1","W",null,null,null,null,null,null,null,null,""]
[null,null,null,null,null,null,null,null,null,null,null,null,null,null,null,null,null,null,null,null,null,null,null,null,null,null,null,null,null,null,null,null,null,null,null,null,null,null,null,null,null,null,null,null,null,null,null,null,null,null,null,null,null,null,null,null,null,null,null,null,null,null,null,null,null,null,null,null,null,null,null,null,null,null,null,"93_Db_45B1","W",null,"93_Дб_45Б1","W",null,null,null,null,null,null,null,null,""]
[null,null,null,null,null,null,null,null,null,null,null,null,null,null,null,null,null,null,null,null,null,null,null,null,null,null,null,null,null,null,null,null,null,null,null,null,null,null,null,null,null,null,null,null,null,null,null,null,null,null,null,null,null,null,null,null,null,null,null,null,null,null,null,null,null,null,null,null,null,null,null,null,null,null,null,"93_Dsh_50SH1","W",null,"93_Дш_50Ш1","W",null,null,null,null,null,null,null,null,""]
[null,null,null,null,null,null,null,null,null,null,null,null,null,null,null,null,null,null,null,null,null,null,null,null,null,null,null,null,null,null,null,null,null,null,null,null,null,null,null,null,null,null,null,null,null,null,null,null,null,null,null,null,null,null,null,null,null,null,null,null,null,null,null,null,null,null,null,null,null,null,null,null,null,null,null,"93_Dsh_80SH1","W",null,"93_Дш_80Ш1","W",null,null,null,null,null,null,null,null,""]
[null,null,null,null,null,null,null,null,null,null,null,null,null,null,null,null,null,null,null,null,null,null,null,null,null,null,null,null,null,null,null,null,null,null,null,null,null,null,null,null,null,null,null,null,null,null,null,null,null,null,null,null,null,null,null,null,null,null,null,null,null,null,null,null,null,null,null,null,null,null,null,null,null,null,null,"93_Dk_25K1","W",null,"93_Дк_25К1","W",null,null,null,null,null,null,null,null,""]
[null,null,null,null,null,null,null,null,null,null,null,null,null,null,null,null,null,null,null,null,null,null,null,null,null,null,null,null,null,null,null,null,null,null,null,null,null,null,null,null,null,null,null,null,null,null,null,null,null,null,null,null,null,null,null,null,null,null,null,null,null,null,null,null,null,null,null,null,null,null,null,null,null,null,null,"93_Dk_40K5","W",null,"93_Дк_40К5","W",null,null,null,null,null,null,null,null,""]
[null,null,null,null,null,null,null,null,null,null,null,null,null,null,null,null,null,null,null,null,null,null,null,null,null,null,null,null,null,null,null,null,null,null,null,null,null,null,null,null,null,null,null,null,null,null,null,null,null,null,null,null,null,null,null,null,null,null,null,null,null,null,null,null,null,null,null,null,null,null,null,null,null,null,null,"93_D_20D1A","W",null,"93_Д_20Д1А","W",null,null,null,null,null,null,null,null,""]
[null,null,null,null,null,null,null,null,null,null,null,null,null,null,null,null,null,null,null,null,null,null,null,null,null,null,null,null,null,null,null,null,null,null,null,null,null,null,null,null,null,null,null,null,null,null,null,null,null,null,null,null,null,null,null,null,null,null,null,null,null,null,null,null,null,null,null,null,null,null,null,null,null,null,null,"93_D_20K2A","W",null,"93_Д_20К2А","W",null,null,null,null,null,null,null,null,""]
[null,null,null,null,null,null,null,null,null,null,null,null,null,null,null,null,null,null,null,null,null,null,null,null,null,null,null,null,null,null,null,null,null,null,null,null,null,null,null,null,null,null,null,null,null,null,null,null,null,null,null,null,null,null,null,null,null,null,null,null,null,null,null,null,null,null,null,null,null,null,null,null,null,null,null,"83_Dk_30K3","W",null,"83_Дк_30К3","W",null,null,null,null,null,null,null,null,""]
[null,null,null,null,null,null,null,null,null,null,null,null,null,null,null,null,null,null,null,null,null,null,null,null,null,null,null,null,null,null,null,null,null,null,null,null,null,null,null,null,null,null,null,null,null,null,null,null,null,null,null,null,null,null,null,null,null,null,null,null,null,null,null,null,null,null,null,null,null,null,null,null,null,null,null,"Du_10","W",null,"Ду_10","W",null,null,null,null,null,null,null,null,""]
[null,null,null,null,null,null,null,null,null,null,null,null,null,null,null,null,null,null,null,null,null,null,null,null,null,null,null,null,null,null,null,null,null,null,null,null,null,null,null,null,null,null,null,null,null,null,null,null,null,null,null,null,null,null,null,null,null,null,null,null,null,null,null,null,null,null,null,null,null,null,null,null,null,null,null,"Du_45","W",null,"Ду_45","W",null,null,null,null,null,null,null,null,""]
[null,null,null,null,null,null,null,null,null,null,null,null,null,null,null,null,null,null,null,null,null,null,null,null,null,null,null,null,null,null,null,null,null,null,null,null,null,null,null,null,null,null,null,null,null,null,null,null,null,null,null,null,null,null,null,null,null,null,null,null,null,null,null,null,null,null,null,null,null,null,null,null,null,null,null,"83_Db_18B1","W",null,"83_Дб_18Б1","W",null,null,null,null,null,null,null,null,""]
[null,null,null,null,null,null,null,null,null,null,null,null,null,null,null,null,null,null,null,null,null,null,null,null,null,null,null,null,null,null,null,null,null,null,null,null,null,null,null,null,null,null,null,null,null,null,null,null,null,null,null,null,null,null,null,null,null,null,null,null,null,null,null,null,null,null,null,null,null,null,null,null,null,null,null,"83_Db_35B2","W",null,"83_Дб_35Б2","W",null,null,null,null,null,null,null,null,""]
[null,null,null,null,null,null,null,null,null,null,null,null,null,null,null,null,null,null,null,null,null,null,null,null,null,null,null,null,null,null,null,null,null,null,null,null,null,null,null,null,null,null,null,null,null,null,null,null,null,null,null,null,null,null,null,null,null,null,null,null,null,null,null,null,null,null,null,null,null,null,null,null,null,null,null,"83_Db_80B1","W",null,"83_Дб_80Б1","W",null,null,null,null,null,null,null,null,""]
[null,null,null,null,null,null,null,null,null,null,null,null,null,null,null,null,null,null,null,null,null,null,null,null,null,null,null,null,null,null,null,null,null,null,null,null,null,null,null,null,null,null,null,null,null,null,null,null,null,null,null,null,null,null,null,null,null,null,null,null,null,null,null,null,null,null,null,null,null,null,null,null,null,null,null,"83_Dsh_23SH1","W",null,"83_Дш_23Ш1","W",null,null,null,null,null,null,null,null,""]
[null,null,null,null,null,null,null,null,null,null,null,null,null,null,null,null,null,null,null,null,null,null,null,null,null,null,null,null,null,null,null,null,null,null,null,null,null,null,null,null,null,null,null,null,null,null,null,null,null,null,null,null,null,null,null,null,null,null,null,null,null,null,null,null,null,null,null,null,null,null,null,null,null,null,null,"83_Dsh_40SH1","W",null,"83_Дш_40Ш1","W",null,null,null,null,null,null,null,null,""]
[null,null,null,null,null,null,null,null,null,null,null,null,null,null,null,null,null,null,null,null,null,null,null,null,null,null,null,null,null,null,null,null,null,null,null,null,null,null,null,null,null,null,null,null,null,null,null,null,null,null,null,null,null,null,null,null,null,null,null,null,null,null,null,null,null,null,null,null,null,null,null,null,null,null,null,"74_Ds_18M","W",null,"74_Дс_18М","W",null,null,null,null,null,null,null,null,""]
[null,null,null,null,null,null,null,null,null,null,null,null,null,null,null,null,null,null,null,null,null,null,null,null,null,null,null,null,null,null,null,null,null,null,null,null,null,null,null,null,null,null,null,null,null,null,null,null,null,null,null,null,null,null,null,null,null,null,null,null,null,null,null,null,null,null,null,null,null,null,null,null,null,null,null,"74_Ds_27Sa","W",null,"74_Дс_27Са","W",null,null,null,null,null,null,null,null,""]
[null,null,null,null,null,null,null,null,null,null,null,null,null,null,null,null,null,null,null,null,null,null,null,null,null,null,null,null,null,null,null,null,null,null,null,null,null,null,null,null,null,null,null,null,null,null,null,null,null,null,null,null,null,null,null,null,null,null,null,null,null,null,null,null,null,null,null,null,null,null,null,null,null,null,null,"Db_18B2","W",null,"Дб_18Б2","W",null,null,null,null,null,null,null,null,""]
[null,null,null,null,null,null,null,null,null,null,null,null,null,null,null,null,null,null,null,null,null,null,null,null,null,null,null,null,null,null,null,null,null,null,null,null,null,null,null,null,null,null,null,null,null,null,null,null,null,null,null,null,null,null,null,null,null,null,null,null,null,null,null,null,null,null,null,null,null,null,null,null,null,null,null,"Db_45B1","W",null,"Дб_45Б1","W",null,null,null,null,null,null,null,null,""]
[null,null,null,null,null,null,null,null,null,null,null,null,null,null,null,null,null,null,null,null,null,null,null,null,null,null,null,null,null,null,null,null,null,null,null,null,null,null,null,null,null,null,null,null,null,null,null,null,null,null,null,null,null,null,null,null,null,null,null,null,null,null,null,null,null,null,null,null,null,null,null,null,null,null,null,"Db_55B1","W",null,"Дб_55Б1","W",null,null,null,null,null,null,null,null,""]
[null,null,null,null,null,null,null,null,null,null,null,null,null,null,null,null,null,null,null,null,null,null,null,null,null,null,null,null,null,null,null,null,null,null,null,null,null,null,null,null,null,null,null,null,null,null,null,null,null,null,null,null,null,null,null,null,null,null,null,null,null,null,null,null,null,null,null,null,null,null,null,null,null,null,null,"Dsh_20SH1","W",null,"Дш_20Ш1","W",null,null,null,null,null,null,null,null,""]
[null,null,null,null,null,null,null,null,null,null,null,null,null,null,null,null,null,null,null,null,null,null,null,null,null,null,null,null,null,null,null,null,null,null,null,null,null,null,null,null,null,null,null,null,null,null,null,null,null,null,null,null,null,null,null,null,null,null,null,null,null,null,null,null,null,null,null,null,null,null,null,null,null,null,null,"Dsh_25SH3","W",null,"Дш_25Ш3","W",null,null,null,null,null,null,null,null,""]
[null,null,null,null,null,null,null,null,null,null,null,null,null,null,null,null,null,null,null,null,null,null,null,null,null,null,null,null,null,null,null,null,null,null,null,null,null,null,null,null,null,null,null,null,null,null,null,null,null,null,null,null,null,null,null,null,null,null,null,null,null,null,null,null,null,null,null,null,null,null,null,null,null,null,null,"Dsh_30SH5","W",null,"Дш_30Ш5","W",null,null,null,null,null,null,null,null,""]
[null,null,null,null,null,null,null,null,null,null,null,null,null,null,null,null,null,null,null,null,null,null,null,null,null,null,null,null,null,null,null,null,null,null,null,null,null,null,null,null,null,null,null,null,null,null,null,null,null,null,null,null,null,null,null,null,null,null,null,null,null,null,null,null,null,null,null,null,null,null,null,null,null,null,null,"Dsh_40SH5","W",null,"Дш_40Ш5","W",null,null,null,null,null,null,null,null,""]
[null,null,null,null,null,null,null,null,null,null,null,null,null,null,null,null,null,null,null,null,null,null,null,null,null,null,null,null,null,null,null,null,null,null,null,null,null,null,null,null,null,null,null,null,null,null,null,null,null,null,null,null,null,null,null,null,null,null,null,null,null,null,null,null,null,null,null,null,null,null,null,null,null,null,null,"Dsh_45SH6","W",null,"Дш_45Ш6","W",null,null,null,null,null,null,null,null,""]
[null,null,null,null,null,null,null,null,null,null,null,null,null,null,null,null,null,null,null,null,null,null,null,null,null,null,null,null,null,null,null,null,null,null,null,null,null,null,null,null,null,null,null,null,null,null,null,null,null,null,null,null,null,null,null,null,null,null,null,null,null,null,null,null,null,null,null,null,null,null,null,null,null,null,null,"Dsh_60SH5","W",null,"Дш_60Ш5","W",null,null,null,null,null,null,null,null,""]
[null,null,null,null,null,null,null,null,null,null,null,null,null,null,null,null,null,null,null,null,null,null,null,null,null,null,null,null,null,null,null,null,null,null,null,null,null,null,null,null,null,null,null,null,null,null,null,null,null,null,null,null,null,null,null,null,null,null,null,null,null,null,null,null,null,null,null,null,null,null,null,null,null,null,null,"Dk_20K5","W",null,"Дк_20К5","W",null,null,null,null,null,null,null,null,""]
[null,null,null,null,null,null,null,null,null,null,null,null,null,null,null,null,null,null,null,null,null,null,null,null,null,null,null,null,null,null,null,null,null,null,null,null,null,null,null,null,null,null,null,null,null,null,null,null,null,null,null,null,null,null,null,null,null,null,null,null,null,null,null,null,null,null,null,null,null,null,null,null,null,null,null,"Dk_25K9","W",null,"Дк_25К9","W",null,null,null,null,null,null,null,null,""]
[null,null,null,null,null,null,null,null,null,null,null,null,null,null,null,null,null,null,null,null,null,null,null,null,null,null,null,null,null,null,null,null,null,null,null,null,null,null,null,null,null,null,null,null,null,null,null,null,null,null,null,null,null,null,null,null,null,null,null,null,null,null,null,null,null,null,null,null,null,null,null,null,null,null,null,"Dk_30K10","W",null,"Дк_30К10","W",null,null,null,null,null,null,null,null,""]
[null,null,null,null,null,null,null,null,null,null,null,null,null,null,null,null,null,null,null,null,null,null,null,null,null,null,null,null,null,null,null,null,null,null,null,null,null,null,null,null,null,null,null,null,null,null,null,null,null,null,null,null,null,null,null,null,null,null,null,null,null,null,null,null,null,null,null,null,null,null,null,null,null,null,null,"Dk_30K19","W",null,"Дк_30К19","W",null,null,null,null,null,null,null,null,""]
[null,null,null,null,null,null,null,null,null,null,null,null,null,null,null,null,null,null,null,null,null,null,null,null,null,null,null,null,null,null,null,null,null,null,null,null,null,null,null,null,null,null,null,null,null,null,null,null,null,null,null,null,null,null,null,null,null,null,null,null,null,null,null,null,null,null,null,null,null,null,null,null,null,null,null,"Dk_35K10","W",null,"Дк_35К10","W",null,null,null,null,null,null,null,null,""]
[null,null,null,null,null,null,null,null,null,null,null,null,null,null,null,null,null,null,null,null,null,null,null,null,null,null,null,null,null,null,null,null,null,null,null,null,null,null,null,null,null,null,null,null,null,null,null,null,null,null,null,null,null,null,null,null,null,null,null,null,null,null,null,null,null,null,null,null,null,null,null,null,null,null,null,"Dk_35K19","W",null,"Дк_35К19","W",null,null,null,null,null,null,null,null,""]
[null,null,null,null,null,null,null,null,null,null,null,null,null,null,null,null,null,null,null,null,null,null,null,null,null,null,null,null,null,null,null,null,null,null,null,null,null,null,null,null,null,null,null,null,null,null,null,null,null,null,null,null,null,null,null,null,null,null,null,null,null,null,null,null,null,null,null,null,null,null,null,null,null,null,null,"Dk_40K4","W",null,"Дк_40К4","W",null,null,null,null,null,null,null,null,""]
[null,null,null,null,null,null,null,null,null,null,null,null,null,null,null,null,null,null,null,null,null,null,null,null,null,null,null,null,null,null,null,null,null,null,null,null,null,null,null,null,null,null,null,null,null,null,null,null,null,null,null,null,null,null,null,null,null,null,null,null,null,null,null,null,null,null,null,null,null,null,null,null,null,null,null,"Dk_40K16","W",null,"Дк_40К16","W",null,null,null,null,null,null,null,null,""]
[null,null,null,null,null,null,null,null,null,null,null,null,null,null,null,null,null,null,null,null,null,null,null,null,null,null,null,null,null,null,null,null,null,null,null,null,null,null,null,null,null,null,null,null,null,null,null,null,null,null,null,null,null,null,null,null,null,null,null,null,null,null,null,null,null,null,null,null,null,null,null,null,null,null,null,"Ddb_25Db2","W",null,"Ддб_25Дб2","W",null,null,null,null,null,null,null,null,""]
[null,null,null,null,null,null,null,null,null,null,null,null,null,null,null,null,null,null,null,null,null,null,null,null,null,null,null,null,null,null,null,null,null,null,null,null,null,null,null,null,null,null,null,null,null,null,null,null,null,null,null,null,null,null,null,null,null,null,null,null,null,null,null,null,null,null,null,null,null,null,null,null,null,null,null,"Ddb_30Db5","W",null,"Ддб_30Дб5","W",null,null,null,null,null,null,null,null,""]
[null,null,null,null,null,null,null,null,null,null,null,null,null,null,null,null,null,null,null,null,null,null,null,null,null,null,null,null,null,null,null,null,null,null,null,null,null,null,null,null,null,null,null,null,null,null,null,null,null,null,null,null,null,null,null,null,null,null,null,null,null,null,null,null,null,null,null,null,null,null,null,null,null,null,null,"Ddb_35Db10","W",null,"Ддб_35Дб10","W",null,null,null,null,null,null,null,null,""]
[null,null,null,null,null,null,null,null,null,null,null,null,null,null,null,null,null,null,null,null,null,null,null,null,null,null,null,null,null,null,null,null,null,null,null,null,null,null,null,null,null,null,null,null,null,null,null,null,null,null,null,null,null,null,null,null,null,null,null,null,null,null,null,null,null,null,null,null,null,null,null,null,null,null,null,"Ddb_45Db2","W",null,"Ддб_45Дб2","W",null,null,null,null,null,null,null,null,""]
[null,null,null,null,null,null,null,null,null,null,null,null,null,null,null,null,null,null,null,null,null,null,null,null,null,null,null,null,null,null,null,null,null,null,null,null,null,null,null,null,null,null,null,null,null,null,null,null,null,null,null,null,null,null,null,null,null,null,null,null,null,null,null,null,null,null,null,null,null,null,null,null,null,null,null,"Ddb_45Db11","W",null,"Ддб_45Дб11","W",null,null,null,null,null,null,null,null,""]
[null,null,null,null,null,null,null,null,null,null,null,null,null,null,null,null,null,null,null,null,null,null,null,null,null,null,null,null,null,null,null,null,null,null,null,null,null,null,null,null,null,null,null,null,null,null,null,null,null,null,null,null,null,null,null,null,null,null,null,null,null,null,null,null,null,null,null,null,null,null,null,null,null,null,null,"Ddb_60Db6","W",null,"Ддб_60Дб6","W",null,null,null,null,null,null,null,null,""]
[null,null,null,null,null,null,null,null,null,null,null,null,null,null,null,null,null,null,null,null,null,null,null,null,null,null,null,null,null,null,null,null,null,null,null,null,null,null,null,null,null,null,null,null,null,null,null,null,null,null,null,null,null,null,null,null,null,null,null,null,null,null,null,null,null,null,null,null,null,null,null,null,null,null,null,"Ddk_10Дк1","W",null,"Ддк_10Дк1","W",null,null,null,null,null,null,null,null,""]
[null,null,null,null,null,null,null,null,null,null,null,null,null,null,null,null,null,null,null,null,null,null,null,null,null,null,null,null,null,null,null,null,null,null,null,null,null,null,null,null,null,null,null,null,null,null,null,null,null,null,null,null,null,null,null,null,null,null,null,null,null,null,null,null,null,null,null,null,null,null,null,null,null,null,null,"Ddk_10Дк2","W",null,"Ддк_10Дк2","W",null,null,null,null,null,null,null,null,""]
[null,null,null,null,null,null,null,null,null,null,null,null,null,null,null,null,null,null,null,null,null,null,null,null,null,null,null,null,null,null,null,null,null,null,null,null,null,null,null,null,null,null,null,null,null,null,null,null,null,null,null,null,null,null,null,null,null,null,null,null,null,null,null,null,null,null,null,null,null,null,null,null,null,null,null,"Ddk_10Дк3","W",null,"Ддк_10Дк3","W",null,null,null,null,null,null,null,null,""]
[null,null,null,null,null,null,null,null,null,null,null,null,null,null,null,null,null,null,null,null,null,null,null,null,null,null,null,null,null,null,null,null,null,null,null,null,null,null,null,null,null,null,null,null,null,null,null,null,null,null,null,null,null,null,null,null,null,null,null,null,null,null,null,null,null,null,null,null,null,null,null,null,null,null,null,"Ddk_12Дк1","W",null,"Ддк_12Дк1","W",null,null,null,null,null,null,null,null,""]
[null,null,null,null,null,null,null,null,null,null,null,null,null,null,null,null,null,null,null,null,null,null,null,null,null,null,null,null,null,null,null,null,null,null,null,null,null,null,null,null,null,null,null,null,null,null,null,null,null,null,null,null,null,null,null,null,null,null,null,null,null,null,null,null,null,null,null,null,null,null,null,null,null,null,null,"Ddk_12Дк2","W",null,"Ддк_12Дк2","W",null,null,null,null,null,null,null,null,""]
[null,null,null,null,null,null,null,null,null,null,null,null,null,null,null,null,null,null,null,null,null,null,null,null,null,null,null,null,null,null,null,null,null,null,null,null,null,null,null,null,null,null,null,null,null,null,null,null,null,null,null,null,null,null,null,null,null,null,null,null,null,null,null,null,null,null,null,null,null,null,null,null,null,null,null,"Ddk_12Дк3","W",null,"Ддк_12Дк3","W",null,null,null,null,null,null,null,null,""]
[null,null,null,null,null,null,null,null,null,null,null,null,null,null,null,null,null,null,null,null,null,null,null,null,null,null,null,null,null,null,null,null,null,null,null,null,null,null,null,null,null,null,null,null,null,null,null,null,null,null,null,null,null,null,null,null,null,null,null,null,null,null,null,null,null,null,null,null,null,null,null,null,null,null,null,"Ddk_14Дк1","W",null,"Ддк_14Дк1","W",null,null,null,null,null,null,null,null,""]
[null,null,null,null,null,null,null,null,null,null,null,null,null,null,null,null,null,null,null,null,null,null,null,null,null,null,null,null,null,null,null,null,null,null,null,null,null,null,null,null,null,null,null,null,null,null,null,null,null,null,null,null,null,null,null,null,null,null,null,null,null,null,null,null,null,null,null,null,null,null,null,null,null,null,null,"Ddk_14Дк2","W",null,"Ддк_14Дк2","W",null,null,null,null,null,null,null,null,""]
[null,null,null,null,null,null,null,null,null,null,null,null,null,null,null,null,null,null,null,null,null,null,null,null,null,null,null,null,null,null,null,null,null,null,null,null,null,null,null,null,null,null,null,null,null,null,null,null,null,null,null,null,null,null,null,null,null,null,null,null,null,null,null,null,null,null,null,null,null,null,null,null,null,null,null,"Ddk_14Дк3","W",null,"Ддк_14Дк3","W",null,null,null,null,null,null,null,null,""]
[null,null,null,null,null,null,null,null,null,null,null,null,null,null,null,null,null,null,null,null,null,null,null,null,null,null,null,null,null,null,null,null,null,null,null,null,null,null,null,null,null,null,null,null,null,null,null,null,null,null,null,null,null,null,null,null,null,null,null,null,null,null,null,null,null,null,null,null,null,null,null,null,null,null,null,"Ddk_15Дк1","W",null,"Ддк_15Дк1","W",null,null,null,null,null,null,null,null,""]
[null,null,null,null,null,null,null,null,null,null,null,null,null,null,null,null,null,null,null,null,null,null,null,null,null,null,null,null,null,null,null,null,null,null,null,null,null,null,null,null,null,null,null,null,null,null,null,null,null,null,null,null,null,null,null,null,null,null,null,null,null,null,null,null,null,null,null,null,null,null,null,null,null,null,null,"Ddk_15Дк2","W",null,"Ддк_15Дк2","W",null,null,null,null,null,null,null,null,""]
[null,null,null,null,null,null,null,null,null,null,null,null,null,null,null,null,null,null,null,null,null,null,null,null,null,null,null,null,null,null,null,null,null,null,null,null,null,null,null,null,null,null,null,null,null,null,null,null,null,null,null,null,null,null,null,null,null,null,null,null,null,null,null,null,null,null,null,null,null,null,null,null,null,null,null,"Ddk_15Дк3","W",null,"Ддк_15Дк3","W",null,null,null,null,null,null,null,null,""]
[null,null,null,null,null,null,null,null,null,null,null,null,null,null,null,null,null,null,null,null,null,null,null,null,null,null,null,null,null,null,null,null,null,null,null,null,null,null,null,null,null,null,null,null,null,null,null,null,null,null,null,null,null,null,null,null,null,null,null,null,null,null,null,null,null,null,null,null,null,null,null,null,null,null,null,"Ddk_16Дк1","W",null,"Ддк_16Дк1","W",null,null,null,null,null,null,null,null,""]
[null,null,null,null,null,null,null,null,null,null,null,null,null,null,null,null,null,null,null,null,null,null,null,null,null,null,null,null,null,null,null,null,null,null,null,null,null,null,null,null,null,null,null,null,null,null,null,null,null,null,null,null,null,null,null,null,null,null,null,null,null,null,null,null,null,null,null,null,null,null,null,null,null,null,null,"Ddk_16Дк2","W",null,"Ддк_16Дк2","W",null,null,null,null,null,null,null,null,""]
[null,null,null,null,null,null,null,null,null,null,null,null,null,null,null,null,null,null,null,null,null,null,null,null,null,null,null,null,null,null,null,null,null,null,null,null,null,null,null,null,null,null,null,null,null,null,null,null,null,null,null,null,null,null,null,null,null,null,null,null,null,null,null,null,null,null,null,null,null,null,null,null,null,null,null,"Ddk_16Дк3","W",null,"Ддк_16Дк3","W",null,null,null,null,null,null,null,null,""]
[null,null,null,null,null,null,null,null,null,null,null,null,null,null,null,null,null,null,null,null,null,null,null,null,null,null,null,null,null,null,null,null,null,null,null,null,null,null,null,null,null,null,null,null,null,null,null,null,null,null,null,null,null,null,null,null,null,null,null,null,null,null,null,null,null,null,null,null,null,null,null,null,null,null,null,"Ddk_18Дк1","W",null,"Ддк_18Дк1","W",null,null,null,null,null,null,null,null,""]
[null,null,null,null,null,null,null,null,null,null,null,null,null,null,null,null,null,null,null,null,null,null,null,null,null,null,null,null,null,null,null,null,null,null,null,null,null,null,null,null,null,null,null,null,null,null,null,null,null,null,null,null,null,null,null,null,null,null,null,null,null,null,null,null,null,null,null,null,null,null,null,null,null,null,null,"Ddk_18Дк2","W",null,"Ддк_18Дк2","W",null,null,null,null,null,null,null,null,""]
[null,null,null,null,null,null,null,null,null,null,null,null,null,null,null,null,null,null,null,null,null,null,null,null,null,null,null,null,null,null,null,null,null,null,null,null,null,null,null,null,null,null,null,null,null,null,null,null,null,null,null,null,null,null,null,null,null,null,null,null,null,null,null,null,null,null,null,null,null,null,null,null,null,null,null,"Ddk_18Дк3","W",null,"Ддк_18Дк3","W",null,null,null,null,null,null,null,null,""]
[null,null,null,null,null,null,null,null,null,null,null,null,null,null,null,null,null,null,null,null,null,null,null,null,null,null,null,null,null,null,null,null,null,null,null,null,null,null,null,null,null,null,null,null,null,null,null,null,null,null,null,null,null,null,null,null,null,null,null,null,null,null,null,null,null,null,null,null,null,null,null,null,null,null,null,"Ddk_20Дк1","W",null,"Ддк_20Дк1","W",null,null,null,null,null,null,null,null,""]
[null,null,null,null,null,null,null,null,null,null,null,null,null,null,null,null,null,null,null,null,null,null,null,null,null,null,null,null,null,null,null,null,null,null,null,null,null,null,null,null,null,null,null,null,null,null,null,null,null,null,null,null,null,null,null,null,null,null,null,null,null,null,null,null,null,null,null,null,null,null,null,null,null,null,null,"Ddk_20Дк2","W",null,"Ддк_20Дк2","W",null,null,null,null,null,null,null,null,""]
[null,null,null,null,null,null,null,null,null,null,null,null,null,null,null,null,null,null,null,null,null,null,null,null,null,null,null,null,null,null,null,null,null,null,null,null,null,null,null,null,null,null,null,null,null,null,null,null,null,null,null,null,null,null,null,null,null,null,null,null,null,null,null,null,null,null,null,null,null,null,null,null,null,null,null,"Ddk_20Дк3","W",null,"Ддк_20Дк3","W",null,null,null,null,null,null,null,null,""]
[null,null,null,null,null,null,null,null,null,null,null,null,null,null,null,null,null,null,null,null,null,null,null,null,null,null,null,null,null,null,null,null,null,null,null,null,null,null,null,null,null,null,null,null,null,null,null,null,null,null,null,null,null,null,null,null,null,null,null,null,null,null,null,null,null,null,null,null,null,null,null,null,null,null,null,"Ddk_20Дк4","W",null,"Ддк_20Дк4","W",null,null,null,null,null,null,null,null,""]
[null,null,null,null,null,null,null,null,null,null,null,null,null,null,null,null,null,null,null,null,null,null,null,null,null,null,null,null,null,null,null,null,null,null,null,null,null,null,null,null,null,null,null,null,null,null,null,null,null,null,null,null,null,null,null,null,null,null,null,null,null,null,null,null,null,null,null,null,null,null,null,null,null,null,null,"Ddk_20Дк5","W",null,"Ддк_20Дк5","W",null,null,null,null,null,null,null,null,""]
[null,null,null,null,null,null,null,null,null,null,null,null,null,null,null,null,null,null,null,null,null,null,null,null,null,null,null,null,null,null,null,null,null,null,null,null,null,null,null,null,null,null,null,null,null,null,null,null,null,null,null,null,null,null,null,null,null,null,null,null,null,null,null,null,null,null,null,null,null,null,null,null,null,null,null,"Ddk_20Дк6","W",null,"Ддк_20Дк6","W",null,null,null,null,null,null,null,null,""]
[null,null,null,null,null,null,null,null,null,null,null,null,null,null,null,null,null,null,null,null,null,null,null,null,null,null,null,null,null,null,null,null,null,null,null,null,null,null,null,null,null,null,null,null,null,null,null,null,null,null,null,null,null,null,null,null,null,null,null,null,null,null,null,null,null,null,null,null,null,null,null,null,null,null,null,"Ddk_25Дк1","W",null,"Ддк_25Дк1","W",null,null,null,null,null,null,null,null,""]
[null,null,null,null,null,null,null,null,null,null,null,null,null,null,null,null,null,null,null,null,null,null,null,null,null,null,null,null,null,null,null,null,null,null,null,null,null,null,null,null,null,null,null,null,null,null,null,null,null,null,null,null,null,null,null,null,null,null,null,null,null,null,null,null,null,null,null,null,null,null,null,null,null,null,null,"Ddk_25Дк2","W",null,"Ддк_25Дк2","W",null,null,null,null,null,null,null,null,""]
[null,null,null,null,null,null,null,null,null,null,null,null,null,null,null,null,null,null,null,null,null,null,null,null,null,null,null,null,null,null,null,null,null,null,null,null,null,null,null,null,null,null,null,null,null,null,null,null,null,null,null,null,null,null,null,null,null,null,null,null,null,null,null,null,null,null,null,null,null,null,null,null,null,null,null,"Ddk_25Дк3","W",null,"Ддк_25Дк3","W",null,null,null,null,null,null,null,null,""]
[null,null,null,null,null,null,null,null,null,null,null,null,null,null,null,null,null,null,null,null,null,null,null,null,null,null,null,null,null,null,null,null,null,null,null,null,null,null,null,null,null,null,null,null,null,null,null,null,null,null,null,null,null,null,null,null,null,null,null,null,null,null,null,null,null,null,null,null,null,null,null,null,null,null,null,"Ddk_25Дк4","W",null,"Ддк_25Дк4","W",null,null,null,null,null,null,null,null,""]
[null,null,null,null,null,null,null,null,null,null,null,null,null,null,null,null,null,null,null,null,null,null,null,null,null,null,null,null,null,null,null,null,null,null,null,null,null,null,null,null,null,null,null,null,null,null,null,null,null,null,null,null,null,null,null,null,null,null,null,null,null,null,null,null,null,null,null,null,null,null,null,null,null,null,null,"Tk_10KТ1","WT",null,"Тк_10KТ1","WT",null,null,null,null,null,null,null,null,""]
[null,null,null,null,null,null,null,null,null,null,null,null,null,null,null,null,null,null,null,null,null,null,null,null,null,null,null,null,null,null,null,null,null,null,null,null,null,null,null,null,null,null,null,null,null,null,null,null,null,null,null,null,null,null,null,null,null,null,null,null,null,null,null,null,null,null,null,null,null,null,null,null,null,null,null,"Tk_10KТ2","WT",null,"Тк_10KТ2","WT",null,null,null,null,null,null,null,null,""]
[null,null,null,null,null,null,null,null,null,null,null,null,null,null,null,null,null,null,null,null,null,null,null,null,null,null,null,null,null,null,null,null,null,null,null,null,null,null,null,null,null,null,null,null,null,null,null,null,null,null,null,null,null,null,null,null,null,null,null,null,null,null,null,null,null,null,null,null,null,null,null,null,null,null,null,"Tk_11,5KТ1","WT",null,"Тк_11,5KТ1","WT",null,null,null,null,null,null,null,null,""]
[null,null,null,null,null,null,null,null,null,null,null,null,null,null,null,null,null,null,null,null,null,null,null,null,null,null,null,null,null,null,null,null,null,null,null,null,null,null,null,null,null,null,null,null,null,null,null,null,null,null,null,null,null,null,null,null,null,null,null,null,null,null,null,null,null,null,null,null,null,null,null,null,null,null,null,"Tk_11,5KТ2","WT",null,"Тк_11,5KТ2","WT",null,null,null,null,null,null,null,null,""]
[null,null,null,null,null,null,null,null,null,null,null,null,null,null,null,null,null,null,null,null,null,null,null,null,null,null,null,null,null,null,null,null,null,null,null,null,null,null,null,null,null,null,null,null,null,null,null,null,null,null,null,null,null,null,null,null,null,null,null,null,null,null,null,null,null,null,null,null,null,null,null,null,null,null,null,"Tk_13KТ1","WT",null,"Тк_13KТ1","WT",null,null,null,null,null,null,null,null,""]
[null,null,null,null,null,null,null,null,null,null,null,null,null,null,null,null,null,null,null,null,null,null,null,null,null,null,null,null,null,null,null,null,null,null,null,null,null,null,null,null,null,null,null,null,null,null,null,null,null,null,null,null,null,null,null,null,null,null,null,null,null,null,null,null,null,null,null,null,null,null,null,null,null,null,null,"Tk_13KТ2","WT",null,"Тк_13KТ2","WT",null,null,null,null,null,null,null,null,""]
[null,null,null,null,null,null,null,null,null,null,null,null,null,null,null,null,null,null,null,null,null,null,null,null,null,null,null,null,null,null,null,null,null,null,null,null,null,null,null,null,null,null,null,null,null,null,null,null,null,null,null,null,null,null,null,null,null,null,null,null,null,null,null,null,null,null,null,null,null,null,null,null,null,null,null,"Tk_13KТ3","WT",null,"Тк_13KТ3","WT",null,null,null,null,null,null,null,null,""]
[null,null,null,null,null,null,null,null,null,null,null,null,null,null,null,null,null,null,null,null,null,null,null,null,null,null,null,null,null,null,null,null,null,null,null,null,null,null,null,null,null,null,null,null,null,null,null,null,null,null,null,null,null,null,null,null,null,null,null,null,null,null,null,null,null,null,null,null,null,null,null,null,null,null,null,"Tk_15KТ1","WT",null,"Тк_15KТ1","WT",null,null,null,null,null,null,null,null,""]
[null,null,null,null,null,null,null,null,null,null,null,null,null,null,null,null,null,null,null,null,null,null,null,null,null,null,null,null,null,null,null,null,null,null,null,null,null,null,null,null,null,null,null,null,null,null,null,null,null,null,null,null,null,null,null,null,null,null,null,null,null,null,null,null,null,null,null,null,null,null,null,null,null,null,null,"Tk_15KТ2","WT",null,"Тк_15KТ2","WT",null,null,null,null,null,null,null,null,""]
[null,null,null,null,null,null,null,null,null,null,null,null,null,null,null,null,null,null,null,null,null,null,null,null,null,null,null,null,null,null,null,null,null,null,null,null,null,null,null,null,null,null,null,null,null,null,null,null,null,null,null,null,null,null,null,null,null,null,null,null,null,null,null,null,null,null,null,null,null,null,null,null,null,null,null,"Tk_15KТ3","WT",null,"Тк_15KТ3","WT",null,null,null,null,null,null,null,null,""]
[null,null,null,null,null,null,null,null,null,null,null,null,null,null,null,null,null,null,null,null,null,null,null,null,null,null,null,null,null,null,null,null,null,null,null,null,null,null,null,null,null,null,null,null,null,null,null,null,null,null,null,null,null,null,null,null,null,null,null,null,null,null,null,null,null,null,null,null,null,null,null,null,null,null,null,"Tk_17,5KТ1","WT",null,"Тк_17,5KТ1","WT",null,null,null,null,null,null,null,null,""]
[null,null,null,null,null,null,null,null,null,null,null,null,null,null,null,null,null,null,null,null,null,null,null,null,null,null,null,null,null,null,null,null,null,null,null,null,null,null,null,null,null,null,null,null,null,null,null,null,null,null,null,null,null,null,null,null,null,null,null,null,null,null,null,null,null,null,null,null,null,null,null,null,null,null,null,"Tk_17,5KТ2","WT",null,"Тк_17,5KТ2","WT",null,null,null,null,null,null,null,null,""]
[null,null,null,null,null,null,null,null,null,null,null,null,null,null,null,null,null,null,null,null,null,null,null,null,null,null,null,null,null,null,null,null,null,null,null,null,null,null,null,null,null,null,null,null,null,null,null,null,null,null,null,null,null,null,null,null,null,null,null,null,null,null,null,null,null,null,null,null,null,null,null,null,null,null,null,"Tk_20KТ1","WT",null,"Тк_20KТ1","WT",null,null,null,null,null,null,null,null,""]
[null,null,null,null,null,null,null,null,null,null,null,null,null,null,null,null,null,null,null,null,null,null,null,null,null,null,null,null,null,null,null,null,null,null,null,null,null,null,null,null,null,null,null,null,null,null,null,null,null,null,null,null,null,null,null,null,null,null,null,null,null,null,null,null,null,null,null,null,null,null,null,null,null,null,null,"Tk_20KТ2","WT",null,"Тк_20KТ2","WT",null,null,null,null,null,null,null,null,""]
[null,null,null,null,null,null,null,null,null,null,null,null,null,null,null,null,null,null,null,null,null,null,null,null,null,null,null,null,null,null,null,null,null,null,null,null,null,null,null,null,null,null,null,null,null,null,null,null,null,null,null,null,null,null,null,null,null,null,null,null,null,null,null,null,null,null,null,null,null,null,null,null,null,null,null,"Tsh_13SHT1","WT",null,"Тш_13ШТ1","WT",null,null,null,null,null,null,null,null,""]
[null,null,null,null,null,null,null,null,null,null,null,null,null,null,null,null,null,null,null,null,null,null,null,null,null,null,null,null,null,null,null,null,null,null,null,null,null,null,null,null,null,null,null,null,null,null,null,null,null,null,null,null,null,null,null,null,null,null,null,null,null,null,null,null,null,null,null,null,null,null,null,null,null,null,null,"Tsh_13SHT2","WT",null,"Тш_13ШТ2","WT",null,null,null,null,null,null,null,null,""]
[null,null,null,null,null,null,null,null,null,null,null,null,null,null,null,null,null,null,null,null,null,null,null,null,null,null,null,null,null,null,null,null,null,null,null,null,null,null,null,null,null,null,null,null,null,null,null,null,null,null,null,null,null,null,null,null,null,null,null,null,null,null,null,null,null,null,null,null,null,null,null,null,null,null,null,"Tsh_15SHT1","WT",null,"Тш_15ШТ1","WT",null,null,null,null,null,null,null,null,""]
[null,null,null,null,null,null,null,null,null,null,null,null,null,null,null,null,null,null,null,null,null,null,null,null,null,null,null,null,null,null,null,null,null,null,null,null,null,null,null,null,null,null,null,null,null,null,null,null,null,null,null,null,null,null,null,null,null,null,null,null,null,null,null,null,null,null,null,null,null,null,null,null,null,null,null,"Tsh_15SHT2","WT",null,"Тш_15ШТ2","WT",null,null,null,null,null,null,null,null,""]
[null,null,null,null,null,null,null,null,null,null,null,null,null,null,null,null,null,null,null,null,null,null,null,null,null,null,null,null,null,null,null,null,null,null,null,null,null,null,null,null,null,null,null,null,null,null,null,null,null,null,null,null,null,null,null,null,null,null,null,null,null,null,null,null,null,null,null,null,null,null,null,null,null,null,null,"Tsh_15SHT3","WT",null,"Тш_15ШТ3","WT",null,null,null,null,null,null,null,null,""]
[null,null,null,null,null,null,null,null,null,null,null,null,null,null,null,null,null,null,null,null,null,null,null,null,null,null,null,null,null,null,null,null,null,null,null,null,null,null,null,null,null,null,null,null,null,null,null,null,null,null,null,null,null,null,null,null,null,null,null,null,null,null,null,null,null,null,null,null,null,null,null,null,null,null,null,"Tsh_17,5SHT1","WT",null,"Тш_17,5ШТ1","WT",null,null,null,null,null,null,null,null,""]
[null,null,null,null,null,null,null,null,null,null,null,null,null,null,null,null,null,null,null,null,null,null,null,null,null,null,null,null,null,null,null,null,null,null,null,null,null,null,null,null,null,null,null,null,null,null,null,null,null,null,null,null,null,null,null,null,null,null,null,null,null,null,null,null,null,null,null,null,null,null,null,null,null,null,null,"Tsh_17,5SHT2","WT",null,"Тш_17,5ШТ2","WT",null,null,null,null,null,null,null,null,""]
[null,null,null,null,null,null,null,null,null,null,null,null,null,null,null,null,null,null,null,null,null,null,null,null,null,null,null,null,null,null,null,null,null,null,null,null,null,null,null,null,null,null,null,null,null,null,null,null,null,null,null,null,null,null,null,null,null,null,null,null,null,null,null,null,null,null,null,null,null,null,null,null,null,null,null,"Tsh_17,5SHT3","WT",null,"Тш_17,5ШТ3","WT",null,null,null,null,null,null,null,null,""]
[null,null,null,null,null,null,null,null,null,null,null,null,null,null,null,null,null,null,null,null,null,null,null,null,null,null,null,null,null,null,null,null,null,null,null,null,null,null,null,null,null,null,null,null,null,null,null,null,null,null,null,null,null,null,null,null,null,null,null,null,null,null,null,null,null,null,null,null,null,null,null,null,null,null,null,"Tsh_20SHT1","WT",null,"Тш_20ШТ1","WT",null,null,null,null,null,null,null,null,""]
[null,null,null,null,null,null,null,null,null,null,null,null,null,null,null,null,null,null,null,null,null,null,null,null,null,null,null,null,null,null,null,null,null,null,null,null,null,null,null,null,null,null,null,null,null,null,null,null,null,null,null,null,null,null,null,null,null,null,null,null,null,null,null,null,null,null,null,null,null,null,null,null,null,null,null,"Tsh_20SHT2","WT",null,"Тш_20ШТ2","WT",null,null,null,null,null,null,null,null,""]
[null,null,null,null,null,null,null,null,null,null,null,null,null,null,null,null,null,null,null,null,null,null,null,null,null,null,null,null,null,null,null,null,null,null,null,null,null,null,null,null,null,null,null,null,null,null,null,null,null,null,null,null,null,null,null,null,null,null,null,null,null,null,null,null,null,null,null,null,null,null,null,null,null,null,null,"Tsh_20SHT3","WT",null,"Тш_20ШТ3","WT",null,null,null,null,null,null,null,null,""]
[null,null,null,null,null,null,null,null,null,null,null,null,null,null,null,null,null,null,null,null,null,null,null,null,null,null,null,null,null,null,null,null,null,null,null,null,null,null,null,null,null,null,null,null,null,null,null,null,null,null,null,null,null,null,null,null,null,null,null,null,null,null,null,null,null,null,null,null,null,null,null,null,null,null,null,"Tsh_25SHT1","WT",null,"Тш_25ШТ1","WT",null,null,null,null,null,null,null,null,""]
[null,null,null,null,null,null,null,null,null,null,null,null,null,null,null,null,null,null,null,null,null,null,null,null,null,null,null,null,null,null,null,null,null,null,null,null,null,null,null,null,null,null,null,null,null,null,null,null,null,null,null,null,null,null,null,null,null,null,null,null,null,null,null,null,null,null,null,null,null,null,null,null,null,null,null,"Tsh_25SHT2","WT",null,"Тш_25ШТ2","WT",null,null,null,null,null,null,null,null,""]
[null,null,null,null,null,null,null,null,null,null,null,null,null,null,null,null,null,null,null,null,null,null,null,null,null,null,null,null,null,null,null,null,null,null,null,null,null,null,null,null,null,null,null,null,null,null,null,null,null,null,null,null,null,null,null,null,null,null,null,null,null,null,null,null,null,null,null,null,null,null,null,null,null,null,null,"Tsh_25SHT3","WT",null,"Тш_25ШТ3","WT",null,null,null,null,null,null,null,null,""]
[null,null,null,null,null,null,null,null,null,null,null,null,null,null,null,null,null,null,null,null,null,null,null,null,null,null,null,null,null,null,null,null,null,null,null,null,null,null,null,null,null,null,null,null,null,null,null,null,null,null,null,null,null,null,null,null,null,null,null,null,null,null,null,null,null,null,null,null,null,null,null,null,null,null,null,"Tsh_25SHT4","WT",null,"Тш_25ШТ4","WT",null,null,null,null,null,null,null,null,""]
[null,null,null,null,null,null,null,null,null,null,null,null,null,null,null,null,null,null,null,null,null,null,null,null,null,null,null,null,null,null,null,null,null,null,null,null,null,null,null,null,null,null,null,null,null,null,null,null,null,null,null,null,null,null,null,null,null,null,null,null,null,null,null,null,null,null,null,null,null,null,null,null,null,null,null,"Tsh_30SHT1","WT",null,"Тш_30ШТ1","WT",null,null,null,null,null,null,null,null,""]
[null,null,null,null,null,null,null,null,null,null,null,null,null,null,null,null,null,null,null,null,null,null,null,null,null,null,null,null,null,null,null,null,null,null,null,null,null,null,null,null,null,null,null,null,null,null,null,null,null,null,null,null,null,null,null,null,null,null,null,null,null,null,null,null,null,null,null,null,null,null,null,null,null,null,null,"Tsh_30SHT2","WT",null,"Тш_30ШТ2","WT",null,null,null,null,null,null,null,null,{"$f":"IF(OFFSET(A3331,0,($CJ$2-1)*3)=0,\"\",OFFSET(A3331,0,($CJ$2-1)*3))","v":""}]
[null,null,null,null,null,null,null,null,null,null,null,null,null,null,null,null,null,null,null,null,null,null,null,null,null,null,null,null,null,null,null,null,null,null,null,null,null,null,null,null,null,null,null,null,null,null,null,null,null,null,null,null,null,null,null,null,null,null,null,null,null,null,null,null,null,null,null,null,null,null,null,null,null,null,null,"Tsh_30SHT3","WT",null,"Тш_30ШТ3","WT",null,null,null,null,null,null,null,null,""]
[null,null,null,null,null,null,null,null,null,null,null,null,null,null,null,null,null,null,null,null,null,null,null,null,null,null,null,null,null,null,null,null,null,null,null,null,null,null,null,null,null,null,null,null,null,null,null,null,null,null,null,null,null,null,null,null,null,null,null,null,null,null,null,null,null,null,null,null,null,null,null,null,null,null,null,"Tsh_30SHT4","WT",null,"Тш_30ШТ4","WT",null,null,null,null,null,null,null,null,""]